## Instructions
|  |  | Worksheet Version | 5
All HVAC Program applicants must submit a completed, electronic copy of this HVAC calculator tool along with an online HVAC program application. Only new HVAC equipment used for comfort cooling is eligible for incentives through the HVAC incentive program. HVAC equipment used for industrial processes may be eligible for incentives through the Custom Equipment program. For more information regarding FirstEnergy's Pennsylvania Utilities' HVAC incentive program visit: www.energysavePA-business.com. If you have questions regarding this calculator, please call 844-323-6399 or send an email to energysavePA@franklinenergy.com.
Cell Color Key
Gray Cells | This is a calculated or read only field
White Cells | Input fields for entering project and equipment details
Black Cells | Cell not applicable to the particular piece of proposed equipment
Red Cells | Indicates a required field was left blank or the proposed equipment does not qualify for incentives
Calculator Tabs
Project Summary |  | The Project Summary tab shows the estimated incentive, demand and energy savings. Information such as the customer name, building name and the facility address should be entered on the Project Summary worksheet. Clicking on the title of each equipment type will bring up the associated calculator worksheet.
Each type of HVAC equipment has its own calculation tab. Complete one row for every unique piece of equipment, and complete all white cells in each row to estimate the annual energy savings and incentive. Columns marked with an asterisk (*) are required. If the equipment being applied for is larger than the specified sizing in a calculator section for prescriptive incentives, please submit a Custom application.
Split and Packaged Units |  | Eligible packaged or split HVAC systems must meet or exceed both full and part load (if applicable) cooling efficiency requirements as defined on the website at www.energysavepa-business.com. HVAC systems must be used for comfort cooling only to qualify. Qualifying split systems must have both a new condenser and a new coil that meets AHRI specifications and where the matched system performance (condenser and coil) meets or exceeds the minimum requirements.
Air Source Heat Pumps |  | Eligible equipment must meet or exceed cooling and heating efficiency requirements as outlined on our website at energysavePA-business.com. Heat pump systems must be used for both heating and comfort cooling applications. Qualifying split heat pump systems must have both a new condenser and a new coil that meets AHRI specifications and where the matched system performance (condenser and coil) meets or exceeds the minimum requirements.
Water Source Heat Pumps |  | Eligible equipment must meet or exceed cooling and heating efficiency requirements outlined at energysavePA-business.com. Heat pump systems must be used for both heating and comfort cooling applications. Qualifying systems must have both a new condenser and a new coil that meets AHRI specifications and where the matched system performance (condenser and coil) meets or exceeds the minimum requirements. Ground source and ground water source heat pumps (i.e., geothermal-heat pumps) with cooling capacities of 135,000 Btu/h or greater are not eligible for incentives under the HVAC program.
Ductless Mini Splits |  | Eligible ductless mini-split heat pumps must be used for comfort cooling and must be Energy Star® qualified with a SEER of at least 20 and an HSPF of at least 10. Qualifying systems must have both a new condenser and a new evaporator coil that meets AHRI specifications, where the matched system performance (condenser and coil) meets or exceeds the minimum program requirements. Replacement and new installations are eligible. Systems with cooling capacities greater than 5.4 tons, systems used for cooling of IT equipment, or systems used for industrial processes, would not be eligble for incentives through this measure and may be eligible under the Custom Equipment program. Units must be used for both heating and cooling.
PTACs |  | Eligible PTAC units must be used for comfort cooling applications, and must meet or exceed full load cooling efficiency requirements as defined on www.energysavePA-business.com.
PTHPs |  | Eligible PTHP units must be used for heating and comfort cooling applications, and meet or exceed full load cooling and heating efficiency requirements as defined on www.energysavePA-business.com.
Commercial Smart Thermostats |  | ENERGY STAR®-certified connected thermostats may replace either a manual thermostat or a conventional programmable thermostat. The energy savings assume an existing ducted HVAC system with either a heat pump, fossil fuel heating with central AC, or an electric furnace with central AC. CT or line voltage thermostats controlling radiant floor heating or window type air conditioning units are not eligible. Must be installed in a nonresidential facility with central cooling or heating or line voltage heating provided that professional installers use aftermarket transformers to step down the line voltage to 24V. Eligible HVAC systems must be single-zone and <65 kBtu/h for cooling systems and <225 kBtu/h for heating systems.
Data Export |  | Used by internal staff for application processing
Franklin Energy - (844) 323-6399¦ energysavePA@franklinenergy.com
HVAC Calculator Instructions

## Project Summary
HVAC Incentive Program
Customer Name
Building Name
Building Address
Project ID
External ID
Total Estimated Annual Energy Savings (kWh) |  | 0
Total Demand Reduction (kW) |  | 0
Total Calculated Project Incentive |  | 0
Equipment Type (click on titles below to jump to the associated calculator) | Quantity | Demand Savings (kW) | Energy Savings (kWh) | Incentive
Split & Packaged Units | 0 | 0 | 0 | 0
Air Source Heat Pumps | 0 | 0 | 0 | 0
Water Source Heat Pumps | 0 | 0 | 0 | 0
Ductless Mini Splits | 0 | 0 | 0 | 0
Packaged Terminal Air Conditioners | 0 | 0 | 0 | 0
Packaged Terminal Heat Pumps | 0 | 0 | 0 | 0
Window Air Conditioners | 0 | 0 | 0 | 0
Commercial Smart Thermostats | 0 | 0 | 0 | 0
Franklin Energy - (844) 323-6399 - energysavePA@franklinenergy.com
Water Cooled Chillers
Split and Packaged Units
Air Source HP
Water Source HP
Ductless Mini Split
Room AC
PTAC
PTHP
Circulation Pumps
HVAC Maintenance
1
2
3
4
5
6
7
8
9
10
11
12
13
14
15
16
17
18
19
20
21
22
23
24
25
26
27
28
29
30
31
32
33
34
35
36
37
38
39
40
41
42
43
44
45
46
47
48
49
50
51
52
53
54
55
56
57
58
59
60
61
62
63
64
65
66
67
68
69
70
71
72
73
74
75
76
77
78
79
80
81
82
83
84
85
86
87
88
89
90
91
92
93
94
95
96
97
98
99
100
Project Estimated Summary
Note on B7: For internal use. The applicant may leave this field blank.
Note on B8: For internal use. The applicant may leave this field blank.

## Air Cooled Chillers (hidden)
PA TRM 2016 Section 3.2.2 p270-274
|  | Facility/Project Info |  |  |  | Old Chiller Information (leave blank if new construction or unknown) |  |  | New Chiller Information
Line | Measure | Installation Type (drop down menu) | Facility Type (drop down menu) | Zip Code of Facility (drop down menu) | City | Old Chiller Age in Years (if applicable) | Old Chiller Part Load Efficiency kW/ton (if applicable) | Old Chiller Full Load Efficiency kW/ton (if applicable) | Quantity | New Chiller Manufacturer | New Chiller Model Number | Chiller Unit ID | Predominant Chiller Load Type (drop down menu) | Cooling Capacity Btu/h | Cooling Capacity in Tons (calculated) | New Part-Load Cooling Efficiency EER |  |  | New Full-Load Cooling Efficiency (kW/ton) |  |  | Coincidence Factor | Annual Hours | Part Load Base Lookup IPLV | Part Load Base IPLV | Full Load Base Lookup (kW/ton) | Full Load Base (kW/ton) | Total Demand Savings (kW) | Total Energy Savings (kWh) | Total Incentive | Cooling Capacity Range Lookup | Equipment Eligible for Incentive?
[16 empty] | Minimum Required |  | Proposed | Minimum Required |  | Proposed
1 | Air Cooled Electric Chiller | [14 empty] | #N/A | #N/A |  | #N/A | #N/A |  | #N/A | #N/A | #N/A | #N/A | #N/A | #N/A | #VALUE! | #VALUE! | #VALUE!
2 | Air Cooled Electric Chiller | [14 empty] | #N/A | #N/A |  | #N/A | #N/A |  | #N/A | #N/A | #N/A | #N/A | #N/A | #N/A | #VALUE! | #VALUE! | #VALUE!
3 | Air Cooled Electric Chiller | [14 empty] | #N/A | #N/A |  | #N/A | #N/A |  | #N/A | #N/A | #N/A | #N/A | #N/A | #N/A | #VALUE! | #VALUE! | #VALUE!
4 | Air Cooled Electric Chiller | [14 empty] | #N/A | #N/A |  | #N/A | #N/A |  | #N/A | #N/A | #N/A | #N/A | #N/A | #N/A | #VALUE! | #VALUE! | #VALUE!
5 | Air Cooled Electric Chiller | [14 empty] | #N/A | #N/A |  | #N/A | #N/A |  | #N/A | #N/A | #N/A | #N/A | #N/A | #N/A | #VALUE! | #VALUE! | #VALUE!
6 | Air Cooled Electric Chiller | [14 empty] | #N/A | #N/A |  | #N/A | #N/A |  | #N/A | #N/A | #N/A | #N/A | #N/A | #N/A | #VALUE! | #VALUE! | #VALUE!
7 | Air Cooled Electric Chiller | [14 empty] | #N/A | #N/A |  | #N/A | #N/A |  | #N/A | #N/A | #N/A | #N/A | #N/A | #N/A | #VALUE! | #VALUE! | #VALUE!
8 | Air Cooled Electric Chiller | [14 empty] | #N/A | #N/A |  | #N/A | #N/A |  | #N/A | #N/A | #N/A | #N/A | #N/A | #N/A | #VALUE! | #VALUE! | #VALUE!
| Air Cooled Electric Chillers | [10 empty] | Chiller Load Type
|  |  | Baseline Efficiencies [IECC 2009] (EER) |  |  |  | Program Minimum Efficiencies (kWh/ton) |  |  |  |  | Part Load
|  |  | Full Load (Path A) |  | Part Load (Path B) |  | Full Load (Path A) |  | Part Load (Path B) |  |  | Full Load
| Equipment Description | Cooling Capacities | Full Load | IPLV | Full Load | IPLV | Full Load | IPLV | Full Load | IPLV
| Air Cooled | < 150 tons | 9.562 | 12.5 | N/A | N/A | - | - | - | - |  | Incentive/kWh
| Air Cooled | ≥ 150 tons | 9.562 | 12.75 | N/A | N/A | - | - | - | - |  | 0.05
This calculator may be used to estimate electrical energy savings for single chiller systems in comfort cooling applications only.
Air-cooled chillers, chillers used for process cooling, VFD retrofits of existing chillers low temperature applications where the leaving water temperature is less than 40°F, or multiple chiller systems are not eligible for incentives under the HVAC program, and may be eligible for incentives through the Custom Equipment program.
Air Cooled Electric Chillers
(Custom Measure - Enter savings manually into energyOrbit as a custom HVAC measure)
← Return to Project Summary
Note on H8: The baseline efficiencies for new chillers replacing old ones over 20 years old will default to baseline efficiencies as defined by IECC 2009.
Note on O8: Select "Part Load" if the new chiller operates below 70% load the majority of the time. Select "Full Load" if the chiller operates above 70% load the majority of the time. [IECC 2009 refers to this as Path A and Path B.]

## Water Cooled Chillers (hidden)
PA TRM 2016 Section 3.2.2 p270-274
|  | Facility/Project Information |  |  |  | Old Equipment Information (if applicable) |  |  | New Equipment Information
|  | Installation Type* (drop down menu) | Facility Type* (drop down menu) | Zip Code of Facility* (drop down menu) | City (lookup) | Old Chiller Age in Years (if applicable) | Old Chiller Part Load Efficiency kW/ton (if applicable) | Old Chiller Full Load Efficiency kW/ton (if applicable) |  | Chiller Type* (drop down menu) |  |  |  | Predominant Load Type* (drop down menu) | Cooling Capacity* (AHRI net) Btu/h | Cooling Capacity in Tons (calculated) | New Part-Load Cooling Efficiency IPLV (kW/ton)* |  |  | New Full-Load Cooling Efficiency (kW/ton)* |  | Coincidence Factor | Annual Hours | Part Load Base Lookup IPLV (kW/ton) | Part Load Base IPLV (kW/ton) | Full Load Base Lookup (kW/ton) | Full Load Base (kW/ton) | Total Demand Savings (kW) | Total Energy Savings (kWh) | Total Incentive | Cooling Capacity Range Lookup | Equipment Eligible for Incentive? | Measure Name | FirstEnergy Reporting Category | Measure ID
Row # | Measure | [7 empty] | Quantity* |  | Manufacturer | Model Number | Unit ID
[17 empty] | Minimum Required |  | Proposed | Minimum Required | Proposed
1 | Water Cooled Electric Chiller | [20 empty] | #N/A | #N/A | [7 empty] | FALSE
2 | Water Cooled Electric Chiller | [20 empty] | #N/A | #N/A | [7 empty] | FALSE
3 | Water Cooled Electric Chiller | [20 empty] | #N/A | #N/A | [7 empty] | FALSE
4 | Water Cooled Electric Chiller | [20 empty] | #N/A | #N/A | [7 empty] | FALSE
5 | Water Cooled Electric Chiller | [20 empty] | #N/A | #N/A | [7 empty] | FALSE
6 | Water Cooled Electric Chiller | [20 empty] | #N/A | #N/A | [7 empty] | FALSE
7 | Water Cooled Electric Chiller | [20 empty] | #N/A | #N/A | [7 empty] | FALSE
8 | Water Cooled Electric Chiller | [20 empty] | #N/A | #N/A | [7 empty] | FALSE
Water Cooled Electric Chillers
|  |  | Baseline Efficiencies [IECC 2015] (kWh/ton) |  |  |  | Program Minimum Efficiencies (kWh/ton)
|  |  | Full Load (Path A) |  | Part Load (Path B) |  | Full Load (Path A) |  | Part Load (Path B)
| Equipment Description | Cooling Capacities | Full Load | IPLV | Full Load | IPLV | Full Load | IPLV | Full Load | IPLV | Measure ID | Measure Name | Reporting Name | Min Tons | Max Tons |  |  | Chiller Load Type
| Reciprocating/Positive Displacement | < 75 tons | 0.75 | 0.6 | 0.78 | 0.5 | 0.702 | 0.567 | 0.72 | 0.54 | FEPA-86 | Electric Chillers - Water Cooled - Reciprocating/Positive Displacement LT 75 tons | Chiller - Water Cooled w Full Load - Level 1 | 0 | 75 |  |  | Part Load
| Reciprocating/Positive Displacement | ≥ 75 tons and < 150 tons | 0.72 | 0.56 | 0.75 | 0.49 | 0.6975 | 0.5535 | 0.711 | 0.5274 | FEPA-87 | Electric Chillers - Water Cooled - Reciprocating/Positive Displacement GTE 75 tons and LT 150 tons | Chiller - Water Cooled w Full Load - Level 1 | 75 | 150 |  |  | Full Load
| Reciprocating/Positive Displacement | ≥ 150 tons and < 300 tons | 0.66 | 0.54 | 0.68 | 0.44 | 0.612 | 0.522 | 0.6462 | 0.486 | FEPA-88 | Electric Chillers - Water Cooled - Reciprocating/Positive Displacement GTE 150 tons and LT 300 tons | Chiller - Water Cooled w Full Load - Level 1 | 150 | 300
| Reciprocating/Positive Displacement | ≥ 300 tons and < 600 tons | 0.61 | 0.52 | 0.625 | 0.41 | 0.558 | 0.486 | 0.5751 | 0.441 | FEPA-89 | Electric Chillers - Water Cooled - Reciprocating/Positive Displacement GTE 300 tons and LT 600 tons | Chiller - Water Cooled w Full Load - Level 1 | 300 | 600 |  |  | Incentive/ton
| Reciprocating/Positive Displacement | ≥ 600 tons | 0.56 | 0.5 | 0.585 | 0.38 | 0.558 | 0.486 | 0.5751 | 0.441 |  | Electric Chillers - Water Cooled - Reciprocating/Positive Displacement GTE 600 tons | Chiller - Water Cooled w Full Load - Level 1 | 600 | 5000 |  |  | 22.5
Reciprocating/Positive Displacement | Centrifugal | < 150 tons | 0.61 | 0.55 | 0.695 | 0.44 | 0.5706 | 0.5364 | 0.5751 | 0.405 | FEPA-90 | Electric Chillers - Water Cooled - Centrifugal LT 150 tons | Chiller - Water Cooled w Full Load - Level 1 | 0 | 150
| Centrifugal | ≥ 150 tons and < 300 tons | 0.61 | 0.55 | 0.635 | 0.4 | 0.5706 | 0.5364 | 0.5751 | 0.405 | FEPA-91 | Electric Chillers - Water Cooled - Centrifugal GTE 150 tons and LT 300 tons | Chiller - Water Cooled w Full Load - Level 1 | 150 | 300 |  |  | Measure Life
| Centrifugal | ≥ 300 tons and < 400 tons | 0.56 | 0.52 | 0.595 | 0.39 | 0.5184 | 0.4941 | 0.54 | 0.36 | FEPA-92 | Electric Chillers - Water Cooled - Centrifugal GTE 300 tons and LT 400 tons | Chiller - Water Cooled w Full Load - Level 1 | 300 | 400 |  |  | 20
| Centrifugal | ≥ 400 tons and < 600 tons | 0.56 | 0.5 | 0.585 | 0.38 | 0.5184 | 0.4941 | 0.54 | 0.36 |  | Electric Chillers - Water Cooled - Centrifugal GTE 400 tons and LT 600 tons | Chiller - Water Cooled w Full Load - Level 1 | 400 | 600
| Centrifugal | ≥ 600 tons | 0.56 | 0.5 | 0.585 | 0.38 | 0.513 | 0.4851 | 0.531 | 0.36 | FEPA-93 | Electric Chillers - Water Cooled - Centrifugal GTE 600 tons | Chiller - Water Cooled w Full Load - Level 1 | 600 | 5000
Minimum Efficiency Requirements for Water Cooled Electric Chillers (kW/ton)
Water Cooled Electric Chillers
Eligible water cooled electric chillers must meet or exceed total system cooling efficiency requirements as defined on the website at www.energysavepa-business.com. This calculator may be used to estimate electrical energy savings for single chiller systems in comfort cooling applications only. Multi-chiller systems, air-cooled chillers, chillers used for process cooling, VFD retrofits of existing chillers, or low temperature applications where the leaving water temperature is less than 40°F, are not eligible for incentives under the HVAC program, and may be eligible for incentives through the Custom Equipment program. Cooling capacities referenced below are Air Conditioning and Refrigeration Institute (ARI) net capacities, not gross capacities.
← Return to Project Summary
custom
Note on H7: The baseline efficiencies for new chillers replacing old ones over 20 years old will default to baseline efficiencies as defined by IECC 2009.
Note on P7: Select "Part Load" if the new chiller operates below 70% load the majority of the time. Select "Full Load" if the chiller operates above 70% load the majority of the time. [IECC 2009 refers to this as Path A and Path B.]
Note on O8: Enter the unit ID of the chiller (e.g., CH-1, A1, etc.).

## Split and Packaged Units
PA TRM 2021 Section 3.2.1 p44-51
|  | Facility/Project Information |  |  |  | Old Equipment Information (if applicable) |  |  |  | New Equipment Information | [22 empty] | Total Savings (kW)
|  | Installation Type* (drop down menu) | Facility Type* (drop down menu) | Zip Code of Facility* (drop down menu) | City (lookup) | Equipment Age in Years (if applicable) | Cooling Efficiency (SEER) (if applicable--for existing units < 65,000 Btu/h) | Cooling Efficiency (EER) (if applicable) | Cooling Efficiency (IEER) (if applicable--for existing units ≥ 65,000 Btu/h) | Quantity* | Equipment Type* (drop down menu) | Heating Section Type* (drop down menu) | New Equipment Manufacturer | New Equipment Model Number |  | HVAC Unit ID |  | Cooling Capacity* (AHRI net) Btu/h | Cooling Capacity in Tons (calculated) | New System Cooling Efficiency* (SEER/EER) |  | New System Part Load Cooling Efficiency (IEER)* |  | Annual Hours | Coincidence Factor | Heating Adjustment Factor | Base SEER | Base EER | Base IEER | Minimum SEER | Minimum EER | Minimum IEER |  | Total Demand Savings (kW) | Total Energy Savings (kWh) | Total Incentive |  | Cooling Capacity Range Lookup | Equipment Eligible for Incentive? | Measure Name | FirstEnergy Reporting Category | Measure ID
Row # | Measure | [13 empty] | AHRI Certificate Number |  | Equipment Cost (total per line) | [19 empty] | Uncapped Incentive
[20 empty] | Minimum Required | Proposed | Minimum Required | Proposed
Key |  | InstallType3 | FacilityTypeFEPA |  |  | ExistAge | ExistSEER | ExistEER | ExistIEER | Quantity | Equipment3 | HeatingFEPA | Manufacturer | Model | AHRI | UnitID | MeasureCost | CoolCap |  |  | NewSEEREER |  | NewIEER | [9 empty] | NcpkW | CoinckW | kWh | CapIncentive | UncapIncentive |  | MeasureQualifies |  |  | ExternalID
1 | Split/Packaged HVAC
2 | Split/Packaged HVAC
3 | Split/Packaged HVAC
4 | Split/Packaged HVAC
5 | Split/Packaged HVAC
6 | Split/Packaged HVAC
7 | Split/Packaged HVAC
8 | Split/Packaged HVAC
Air Conditioners
|  |  | Baseline [IECC 2015] |  |  | Program Minimums [SEER >= 16, EER >= 13 for < 65,000 5% above code for >= 65,000 Btu]
| Equipment Type | Cooling Capacities | SEERbase | EERbase | IEERbase | SEER | EERbase | IEERbase | Incentive | Units | Measure ID | Measure Name | Reporting Name | Heating section
| Air Cooled - Split System | < 65,000 Btu/h (5.4 tons) 16 SEER | 13 | 11.3 | - | 16 | 13 | - | 50 | Per ton | CI-CO-PR-IT-AC-000001-01-FEPA-CI | Split AC Units - Air Cooled LT 65,000 Btu/h (5.4 tons) | Air Conditioning - Level 1 <= 5.4 Tons | Electirc resistance or None
| Air Cooled - Split System | < 65,000 Btu/h (5.4 tons) 18 SEER | 13 | 11.3 | - | 18 | 13 | - | 100 | Per ton | CI-CO-PR-IT-AC-000001-01-FEPA-CI | Split AC Units - Air Cooled LT 65,000 Btu/h (5.4 tons) | Air Conditioning - Level 2 <= 5.4 Tons | Electirc resistance or None
| Air Cooled - Split System | ≥ 65,000 Btu/h (5.4 tons) and < 135,000 Btu/h (11.25 tons) | - | 11.2 | 12.8 | - | 11.76 | 13.44 | 125 | Per ton | CI-CO-PR-IT-AC-000002-01-FEPA-CI | Split AC Units - Air Cooled GTE 65,000 Btu/h (5.4 tons) and LT 135,000 Btu/h (11.25 tons) | Air Conditioning - Level 1 > 5.4 < 20 Tons | Electirc resistance or None
| Air Cooled - Split System | ≥ 135,000 Btu/h (11.25 tons) and < 240,000 Btu/h (20 tons) | - | 11 | 12.4 | - | 11.55 | 13.02 | 125 | Per ton | CI-CO-PR-IT-AC-000002-01-FEPA-CI | Split AC Units - Air Cooled GTE 135,000 Btu/h (11.25 tons) and LT 240,000 Btu/h (20 tons) | Air Conditioning - Level 1 > 5.4 < 20 Tons | Electirc resistance or None
| Air Cooled - Split System | ≥ 240,000 Btu/h (20 tons) and < 760,000 Btu/h (63.33 tons) | - | 10 | 11.6 | - | 10.5 | 12.18 | 100 | Per ton | CI-CO-PR-IT-AC-000003-01-FEPA-CI | Split AC Units - Air Cooled GTE 240,000 Btu/h (20 tons) and LT 760,000 Btu/h (63.33 tons) | Air Conditioning - Level 1 ≥ 20 Tons | Electirc resistance or None
| Air Cooled - Split System | ≥ 760,000 Btu/h (63.33 tons) | - | 9.7 | 11.2 | - | 10.185 | 11.76 | 100 | Per ton | CI-CO-PR-IT-AC-000003-01-FEPA-CI | Split AC Units - Air Cooled GTE 760,000 Btu/h (63.33 tons) | Air Conditioning - Level 1 ≥ 20 Tons | Electirc resistance or None
| Air Cooled - Single Package | < 65,000 Btu/h (5.4 tons) 16 SEER | 14 | - | - | 16 | 13 | - | 50 | Per ton | CI-CO-PR-IT-AC-000001-01-FEPA-CI | Packaged AC Units - Air Cooled LT 65,000 Btu/h (5.4 tons) | Air Conditioning - Level 1 <= 5.4 Tons | Electirc resistance or None
| Air Cooled - Single Package | < 65,000 Btu/h (5.4 tons) 18 SEER | 14 | - | - | 18 | 13 | - | 100 | Per ton | CI-CO-PR-IT-AC-000001-01-FEPA-CI | Packaged AC Units - Air Cooled LT 65,000 Btu/h (5.4 tons) | Air Conditioning - Level 2 <= 5.4 Tons | Electirc resistance or None
| Air Cooled - Single Package | ≥ 65,000 Btu/h (5.4 tons) and < 135,000 Btu/h (11.25 tons) | - | 11.2 | 12.8 | - | 11.76 | 13.44 | 125 | Per ton | CI-CO-PR-IT-AC-000002-01-FEPA-CI | Packaged AC Units - Air Cooled GTE 65,000 Btu/h (5.4 tons) and LT 135,000 Btu/h (11.25 tons) | Air Conditioning - Level 1 > 5.4 < 20 Tons | Electirc resistance or None
| Air Cooled - Single Package | ≥ 135,000 Btu/h (11.25 tons) and < 240,000 Btu/h (20 tons) | - | 11 | 12.4 | - | 11.55 | 13.02 | 125 | Per ton | CI-CO-PR-IT-AC-000002-01-FEPA-CI | Packaged AC Units - Air Cooled GTE 135,000 Btu/h (11.25 tons) and LT 240,000 Btu/h (20 tons) | Air Conditioning - Level 1 > 5.4 < 20 Tons | Electirc resistance or None
| Air Cooled - Single Package | ≥ 240,000 Btu/h (20 tons) and < 760,000 Btu/h (63.33 tons) | - | 10 | 11.6 | - | 10.5 | 12.18 | 100 | Per ton | CI-CO-PR-IT-AC-000003-01-FEPA-CI | Packaged AC Units - Air Cooled GTE 240,000 Btu/h (20 tons) and LT 760,000 Btu/h (63.33 tons) | Air Conditioning - Level 1 ≥ 20 Tons | Electirc resistance or None
| Air Cooled - Single Package | ≥ 760,000 Btu/h (63.33 tons) | - | 9.7 | 11.2 | - | 10.185 | 11.76 | 100 | Per ton | CI-CO-PR-IT-AC-000003-01-FEPA-CI | Packaged AC Units - Air Cooled GTE 760,000 Btu/h (63.33 tons) | Air Conditioning - Level 1 ≥ 20 Tons | Electirc resistance or None
| Water Cooled - Split System | < 65,000 Btu/h (5.4 tons) 16 SEER | 13.9204 | 12.1 | 12.3 | 16 | 13 | - | 50 | Per ton | CI-CO-PR-IT-AC-000001-01-FEPA-CI | Split AC Units - Water Cooled LT 65,000 Btu/h (5.4 tons) | Air Conditioning - Level 1 <= 5.4 Tons | Electirc resistance or None
| Water Cooled - Split System | < 65,000 Btu/h (5.4 tons) 18 SEER | 13.9204 | 12.1 | 12.3 | 18 | 13 | - | 100 | Per ton | CI-CO-PR-IT-AC-000001-01-FEPA-CI | Split AC Units - Water Cooled LT 65,000 Btu/h (5.4 tons) | Air Conditioning - Level 2 <= 5.4 Tons | Electirc resistance or None
| Water Cooled - Split System | ≥ 65,000 Btu/h (5.4 tons) and < 135,000 Btu/h (11.25 tons) | - | 12.1 | 13.9 | - | 12.705 | 14.595 | 125 | Per ton | CI-CO-PR-IT-AC-000002-01-FEPA-CI | Split AC Units - Water Cooled GTE 65,000 Btu/h (5.4 tons) and LT 135,000 Btu/h (11.25 tons) | Air Conditioning - Level 1 > 5.4 < 20 Tons | Electirc resistance or None
| Water Cooled - Split System | ≥ 135,000 Btu/h (11.25 tons) and < 240,000 Btu/h (20 tons) | - | 12.5 | 13.9 | - | 13.125 | 14.595 | 125 | Per ton | CI-CO-PR-IT-AC-000002-01-FEPA-CI | Split AC Units - Water Cooled GTE 135,000 Btu/h (11.25 tons) and LT 240,000 Btu/h (20 tons) | Air Conditioning - Level 1 > 5.4 < 20 Tons | Electirc resistance or None
| Water Cooled - Split System | ≥ 240,000 Btu/h (20 tons) and < 760,000 Btu/h (63.33 tons) | - | 12.4 | 13.6 | - | 13.02 | 14.28 | 100 | Per ton | CI-CO-PR-IT-AC-000003-01-FEPA-CI | Split AC Units - Water Cooled GTE 240,000 Btu/h (20 tons) and LT 760,000 Btu/h (63.33 tons) | Air Conditioning - Level 1 ≥ 20 Tons | Electirc resistance or None
| Water Cooled - Split System | ≥ 760,000 Btu/h (63.33 tons) | - | 12.2 | 13.5 | - | 12.81 | 14.175 | 100 | Per ton | CI-CO-PR-IT-AC-000003-01-FEPA-CI | Split AC Units - Water Cooled GTE 760,000 Btu/h (63.33 tons) | Air Conditioning - Level 1 ≥ 20 Tons | Electirc resistance or None
| Water Cooled - Single Package | < 65,000 Btu/h (5.4 tons) 16 SEER | 13.9204 | 12.1 | 12.3 | 16 | 13 | - | 50 | Per ton | CI-CO-PR-IT-AC-000001-01-FEPA-CI | Packaged AC Units - Water Cooled LT 65,000 Btu/h (5.4 tons) | Air Conditioning - Level 1 <= 5.4 Tons | Electirc resistance or None
| Water Cooled - Single Package | < 65,000 Btu/h (5.4 tons) 18 SEER | 13.9204 | 12.1 | 12.3 | 18 | 13 | - | 100 | Per ton | CI-CO-PR-IT-AC-000001-01-FEPA-CI | Packaged AC Units - Water Cooled LT 65,000 Btu/h (5.4 tons) | Air Conditioning - Level 2 <= 5.4 Tons | Electirc resistance or None
| Water Cooled - Single Package | ≥ 65,000 Btu/h (5.4 tons) and < 135,000 Btu/h (11.25 tons) | - | 12.1 | 13.9 | - | 12.705 | 14.595 | 125 | Per ton | CI-CO-PR-IT-AC-000002-01-FEPA-CI | Packaged AC Units - Water Cooled GTE 65,000 Btu/h (5.4 tons) and LT 135,000 Btu/h (11.25 tons) | Air Conditioning - Level 1 > 5.4 < 20 Tons | Electirc resistance or None
| Water Cooled - Single Package | ≥ 135,000 Btu/h (11.25 tons) and < 240,000 Btu/h (20 tons) | - | 12.5 | 13.9 | - | 13.125 | 14.595 | 125 | Per ton | CI-CO-PR-IT-AC-000002-01-FEPA-CI | Packaged AC Units - Water Cooled GTE 135,000 Btu/h (11.25 tons) and LT 240,000 Btu/h (20 tons) | Air Conditioning - Level 1 > 5.4 < 20 Tons | Electirc resistance or None
| Water Cooled - Single Package | ≥ 240,000 Btu/h (20 tons) and < 760,000 Btu/h (63.33 tons) | - | 12.4 | 13.6 | - | 13.02 | 14.28 | 100 | Per ton | CI-CO-PR-IT-AC-000003-01-FEPA-CI | Packaged AC Units - Water Cooled GTE 240,000 Btu/h (20 tons) and LT 760,000 Btu/h (63.33 tons) | Air Conditioning - Level 1 ≥ 20 Tons | Electirc resistance or None
| Water Cooled - Single Package | ≥ 760,000 Btu/h (63.33 tons) | - | 12.2 | 13.5 | - | 12.81 | 14.175 | 100 | Per ton | CI-CO-PR-IT-AC-000003-01-FEPA-CI | Packaged AC Units - Water Cooled GTE 760,000 Btu/h (63.33 tons) | Air Conditioning - Level 1 ≥ 20 Tons | Electirc resistance or None
| Evaporatively Cooled - Split System | < 65,000 Btu/h (5.4 tons) 16 SEER | 13.9204 | 12.1 | 12.3 | 16 | 13 | - | 50 | Per ton | CI-CO-PR-IT-AC-000001-01-FEPA-CI | Split AC Units - Evaporatively Cooled LT 65,000 Btu/h (5.4 tons) | Air Conditioning - Level 1 <= 5.4 Tons | Electirc resistance or None
| Evaporatively Cooled - Split System | < 65,000 Btu/h (5.4 tons) 18 SEER | 13.9204 | 12.1 | 12.3 | 18 | 13 | - | 100 | Per ton | CI-CO-PR-IT-AC-000001-01-FEPA-CI | Split AC Units - Evaporatively Cooled LT 65,000 Btu/h (5.4 tons) | Air Conditioning - Level 2 <= 5.4 Tons | Electirc resistance or None
| Evaporatively Cooled - Split System | ≥ 65,000 Btu/h (5.4 tons) and < 135,000 Btu/h (11.25 tons) | - | 12.1 | 12.3 | - | 12.705 | 12.915 | 125 | Per ton | CI-CO-PR-IT-AC-000002-01-FEPA-CI | Split AC Units - Evaporatively Cooled GTE 65,000 Btu/h (5.4 tons) and LT 135,000 Btu/h (11.25 tons) | Air Conditioning - Level 1 > 5.4 < 20 Tons | Electirc resistance or None
| Evaporatively Cooled - Split System | ≥ 135,000 Btu/h (11.25 tons) and < 240,000 Btu/h (20 tons) | - | 12 | 12.2 | - | 12.6 | 12.81 | 125 | Per ton | CI-CO-PR-IT-AC-000002-01-FEPA-CI | Split AC Units - Evaporatively Cooled GTE 135,000 Btu/h (11.25 tons) and LT 240,000 Btu/h (20 tons) | Air Conditioning - Level 1 > 5.4 < 20 Tons | Electirc resistance or None
| Evaporatively Cooled - Split System | ≥ 240,000 Btu/h (20 tons) and < 760,000 Btu/h (63.33 tons) | - | 11.9 | 12.1 | - | 12.495 | 12.705 | 100 | Per ton | CI-CO-PR-IT-AC-000003-01-FEPA-CI | Split AC Units - Evaporatively Cooled GTE 240,000 Btu/h (20 tons) and LT 760,000 Btu/h (63.33 tons) | Air Conditioning - Level 1 ≥ 20 Tons | Electirc resistance or None
| Evaporatively Cooled - Split System | ≥ 760,000 Btu/h (63.33 tons) | - | 11.7 | 11.9 | - | 12.285 | 12.495 | 100 | Per ton | CI-CO-PR-IT-AC-000003-01-FEPA-CI | Split AC Units - Evaporatively Cooled GTE 760,000 Btu/h (63.33 tons) | Air Conditioning - Level 1 ≥ 20 Tons | Electirc resistance or None
| Evaporatively Cooled - Single Package | < 65,000 Btu/h (5.4 tons) 16 SEER | 13.9204 | 12.1 | 12.3 | 16 | 13 | - | 50 | Per ton | CI-CO-PR-IT-AC-000001-01-FEPA-CI | Packaged AC Units - Evaporatively Cooled LT 65,000 Btu/h (5.4 tons) | Air Conditioning - Level 1 <= 5.4 Tons | Electirc resistance or None
| Evaporatively Cooled - Single Package | < 65,000 Btu/h (5.4 tons) 18 SEER | 13.9204 | 12.1 | 12.3 | 18 | 13 | - | 100 | Per ton | CI-CO-PR-IT-AC-000001-01-FEPA-CI | Packaged AC Units - Evaporatively Cooled LT 65,000 Btu/h (5.4 tons) | Air Conditioning - Level 2 <= 5.4 Tons | Electirc resistance or None
| Evaporatively Cooled - Single Package | ≥ 65,000 Btu/h (5.4 tons) and < 135,000 Btu/h (11.25 tons) | - | 12.1 | 12.3 | - | 12.705 | 12.915 | 125 | Per ton | CI-CO-PR-IT-AC-000002-01-FEPA-CI | Packaged AC Units - Evaporatively Cooled GTE 65,000 Btu/h (5.4 tons) and LT 135,000 Btu/h (11.25 tons) | Air Conditioning - Level 1 > 5.4 < 20 Tons | Electirc resistance or None
| Evaporatively Cooled - Single Package | ≥ 135,000 Btu/h (11.25 tons) and < 240,000 Btu/h (20 tons) | - | 12 | 12.2 | - | 12.6 | 12.81 | 125 | Per ton | CI-CO-PR-IT-AC-000002-01-FEPA-CI | Packaged AC Units - Evaporatively Cooled GTE 135,000 Btu/h (11.25 tons) and LT 240,000 Btu/h (20 tons) | Air Conditioning - Level 1 > 5.4 < 20 Tons | Electirc resistance or None
| Evaporatively Cooled - Single Package | ≥ 240,000 Btu/h (20 tons) and < 760,000 Btu/h (63.33 tons) | - | 11.9 | 12.1 | - | 12.495 | 12.705 | 100 | Per ton | CI-CO-PR-IT-AC-000003-01-FEPA-CI | Packaged AC Units - Evaporatively Cooled GTE 240,000 Btu/h (20 tons) and LT 760,000 Btu/h (63.33 tons) | Air Conditioning - Level 1 ≥ 20 Tons | Electirc resistance or None
| Evaporatively Cooled - Single Package | ≥ 760,000 Btu/h (63.33 tons) | - | 11.7 | 11.9 | - | 12.285 | 12.495 | 100 | Per ton | CI-CO-PR-IT-AC-000003-01-FEPA-CI | Packaged AC Units - Evaporatively Cooled GTE 760,000 Btu/h (63.33 tons) | Air Conditioning - Level 1 ≥ 20 Tons | Electirc resistance or None
| Air Cooled - Split System | < 65,000 Btu/h (5.4 tons) 16 SEER | 13 | 11.3 |  | 16 | 13 | - | 50 | Per ton | CI-CO-PR-IT-AC-000001-01-FEPA-CI | Split AC Units - Air Cooled LT 65,000 Btu/h (5.4 tons) | Air Conditioning - Level 1 <= 5.4 Tons | Gas
| Air Cooled - Split System | < 65,000 Btu/h (5.4 tons) 18 SEER | 13 | 11.3 |  | 18 | 13 | - | 100 | Per ton | CI-CO-PR-IT-AC-000001-01-FEPA-CI | Split AC Units - Air Cooled LT 65,000 Btu/h (5.4 tons) | Air Conditioning - Level 2 <= 5.4 Tons | Gas |  |  |  | Max Capacity (less than) | Min Capacity (greater than/equal to)
| Air Cooled - Split System | ≥ 65,000 Btu/h (5.4 tons) and < 135,000 Btu/h (11.25 tons) | - | 11 | 12.6 | - | 11.55 | 13.23 | 125 | Per ton | CI-CO-PR-IT-AC-000002-01-FEPA-CI | Split AC Units - Air Cooled GTE 65,000 Btu/h (5.4 tons) and LT 135,000 Btu/h (11.25 tons) | Air Conditioning - Level 1 > 5.4 < 20 Tons | Gas
| Air Cooled - Split System | ≥ 135,000 Btu/h (11.25 tons) and < 240,000 Btu/h (20 tons) | - | 10.8 | 12.2 | - | 11.34 | 12.81 | 125 | Per ton | CI-CO-PR-IT-AC-000002-01-FEPA-CI | Split AC Units - Air Cooled GTE 135,000 Btu/h (11.25 tons) and LT 240,000 Btu/h (20 tons) | Air Conditioning - Level 1 > 5.4 < 20 Tons | Gas
| Air Cooled - Split System | ≥ 240,000 Btu/h (20 tons) and < 760,000 Btu/h (63.33 tons) | - | 9.8 | 11.4 | - | 10.29 | 11.97 | 100 | Per ton | CI-CO-PR-IT-AC-000003-01-FEPA-CI | Split AC Units - Air Cooled GTE 240,000 Btu/h (20 tons) and LT 760,000 Btu/h (63.33 tons) | Air Conditioning - Level 1 ≥ 20 Tons | Gas
| Air Cooled - Split System | ≥ 760,000 Btu/h (63.33 tons) | - | 9.5 | 11 | - | 9.975 | 11.55 | 100 | Per ton | CI-CO-PR-IT-AC-000003-01-FEPA-CI | Split AC Units - Air Cooled GTE 760,000 Btu/h (63.33 tons) | Air Conditioning - Level 1 ≥ 20 Tons | Gas
| Air Cooled - Single Package | < 65,000 Btu/h (5.4 tons) 16 SEER | 14 | 12.1692 |  | 16 | 13 | - | 50 | Per ton | CI-CO-PR-IT-AC-000001-01-FEPA-CI | Packaged AC Units - Air Cooled LT 65,000 Btu/h (5.4 tons) | Air Conditioning - Level 1 <= 5.4 Tons | Gas
| Air Cooled - Single Package | < 65,000 Btu/h (5.4 tons) 18 SEER | 14 | 12.1692 |  | 18 | 13 | - | 100 | Per ton | CI-CO-PR-IT-AC-000001-01-FEPA-CI | Packaged AC Units - Air Cooled LT 65,000 Btu/h (5.4 tons) | Air Conditioning - Level 2 <= 5.4 Tons | Gas
| Air Cooled - Single Package | ≥ 65,000 Btu/h (5.4 tons) and < 135,000 Btu/h (11.25 tons) | - | 11 | 12.6 | - | 11.55 | 13.23 | 125 | Per ton | CI-CO-PR-IT-AC-000002-01-FEPA-CI | Packaged AC Units - Air Cooled GTE 65,000 Btu/h (5.4 tons) and LT 135,000 Btu/h (11.25 tons) | Air Conditioning - Level 1 > 5.4 < 20 Tons | Gas
| Air Cooled - Single Package | ≥ 135,000 Btu/h (11.25 tons) and < 240,000 Btu/h (20 tons) | - | 10.8 | 12.2 | - | 11.34 | 12.81 | 125 | Per ton | CI-CO-PR-IT-AC-000002-01-FEPA-CI | Packaged AC Units - Air Cooled GTE 135,000 Btu/h (11.25 tons) and LT 240,000 Btu/h (20 tons) | Air Conditioning - Level 1 > 5.4 < 20 Tons | Gas
| Air Cooled - Single Package | ≥ 240,000 Btu/h (20 tons) and < 760,000 Btu/h (63.33 tons) | - | 9.8 | 11.4 | - | 10.29 | 11.97 | 100 | Per ton | CI-CO-PR-IT-AC-000003-01-FEPA-CI | Packaged AC Units - Air Cooled GTE 240,000 Btu/h (20 tons) and LT 760,000 Btu/h (63.33 tons) | Air Conditioning - Level 1 ≥ 20 Tons | Gas
| Air Cooled - Single Package | ≥ 760,000 Btu/h (63.33 tons) | - | 9.5 | 11 | - | 9.975 | 11.55 | 100 | Per ton | CI-CO-PR-IT-AC-000003-01-FEPA-CI | Packaged AC Units - Air Cooled GTE 760,000 Btu/h (63.33 tons) | Air Conditioning - Level 1 ≥ 20 Tons | Gas
| Water Cooled - Split System | < 65,000 Btu/h (5.4 tons) 16 SEER | 13.9204 | 12.1 | 12.3 | 16 | 13 | - | 50 | Per ton | CI-CO-PR-IT-AC-000001-01-FEPA-CI | Split AC Units - Water Cooled LT 65,000 Btu/h (5.4 tons) | Air Conditioning - Level 1 <= 5.4 Tons | Gas
| Water Cooled - Split System | < 65,000 Btu/h (5.4 tons) 18 SEER | 13.9204 | 12.1 | 12.3 | 18 | 13 | - | 100 | Per ton | CI-CO-PR-IT-AC-000001-01-FEPA-CI | Split AC Units - Water Cooled LT 65,000 Btu/h (5.4 tons) | Air Conditioning - Level 2 <= 5.4 Tons | Gas
| Water Cooled - Split System | ≥ 65,000 Btu/h (5.4 tons) and < 135,000 Btu/h (11.25 tons) | - | 11.9 | 13.7 | - | 12.495 | 14.385 | 125 | Per ton | CI-CO-PR-IT-AC-000002-01-FEPA-CI | Split AC Units - Water Cooled GTE 65,000 Btu/h (5.4 tons) and LT 135,000 Btu/h (11.25 tons) | Air Conditioning - Level 1 > 5.4 < 20 Tons | Gas
| Water Cooled - Split System | ≥ 135,000 Btu/h (11.25 tons) and < 240,000 Btu/h (20 tons) | - | 12.3 | 13.7 | - | 12.915 | 14.385 | 125 | Per ton | CI-CO-PR-IT-AC-000002-01-FEPA-CI | Split AC Units - Water Cooled GTE 135,000 Btu/h (11.25 tons) and LT 240,000 Btu/h (20 tons) | Air Conditioning - Level 1 > 5.4 < 20 Tons | Gas
| Water Cooled - Split System | ≥ 240,000 Btu/h (20 tons) and < 760,000 Btu/h (63.33 tons) | - | 12.2 | 13.4 | - | 12.81 | 14.07 | 100 | Per ton | CI-CO-PR-IT-AC-000003-01-FEPA-CI | Split AC Units - Water Cooled GTE 240,000 Btu/h (20 tons) and LT 760,000 Btu/h (63.33 tons) | Air Conditioning - Level 1 ≥ 20 Tons | Gas
| Water Cooled - Split System | ≥ 760,000 Btu/h (63.33 tons) | - | 12 | 13.3 | - | 12.6 | 13.965 | 100 | Per ton | CI-CO-PR-IT-AC-000003-01-FEPA-CI | Split AC Units - Water Cooled GTE 760,000 Btu/h (63.33 tons) | Air Conditioning - Level 1 ≥ 20 Tons | Gas
| Water Cooled - Single Package | < 65,000 Btu/h (5.4 tons) 16 SEER | 13.9204 | 12.1 | 12.3 | 16 | 13 | - | 50 | Per ton | CI-CO-PR-IT-AC-000001-01-FEPA-CI | Packaged AC Units - Water Cooled LT 65,000 Btu/h (5.4 tons) | Air Conditioning - Level 1 <= 5.4 Tons | Gas
| Water Cooled - Single Package | < 65,000 Btu/h (5.4 tons) 18 SEER | 13.9204 | 12.1 | 12.3 | 18 | 13 | - | 100 | Per ton | CI-CO-PR-IT-AC-000001-01-FEPA-CI | Packaged AC Units - Water Cooled LT 65,000 Btu/h (5.4 tons) | Air Conditioning - Level 2 <= 5.4 Tons | Gas
| Water Cooled - Single Package | ≥ 65,000 Btu/h (5.4 tons) and < 135,000 Btu/h (11.25 tons) | - | 11.9 | 13.7 | - | 12.495 | 14.385 | 125 | Per ton | CI-CO-PR-IT-AC-000002-01-FEPA-CI | Packaged AC Units - Water Cooled GTE 65,000 Btu/h (5.4 tons) and LT 135,000 Btu/h (11.25 tons) | Air Conditioning - Level 1 > 5.4 < 20 Tons | Gas
| Water Cooled - Single Package | ≥ 135,000 Btu/h (11.25 tons) and < 240,000 Btu/h (20 tons) | - | 12.3 | 13.7 | - | 12.915 | 14.385 | 125 | Per ton | CI-CO-PR-IT-AC-000002-01-FEPA-CI | Packaged AC Units - Water Cooled GTE 135,000 Btu/h (11.25 tons) and LT 240,000 Btu/h (20 tons) | Air Conditioning - Level 1 > 5.4 < 20 Tons | Gas
| Water Cooled - Single Package | ≥ 240,000 Btu/h (20 tons) and < 760,000 Btu/h (63.33 tons) | - | 12.2 | 13.4 | - | 12.81 | 14.07 | 100 | Per ton | CI-CO-PR-IT-AC-000003-01-FEPA-CI | Packaged AC Units - Water Cooled GTE 240,000 Btu/h (20 tons) and LT 760,000 Btu/h (63.33 tons) | Air Conditioning - Level 1 ≥ 20 Tons | Gas
| Water Cooled - Single Package | ≥ 760,000 Btu/h (63.33 tons) | - | 12 | 13.3 | - | 12.6 | 13.965 | 100 | Per ton | CI-CO-PR-IT-AC-000003-01-FEPA-CI | Packaged AC Units - Water Cooled GTE 760,000 Btu/h (63.33 tons) | Air Conditioning - Level 1 ≥ 20 Tons | Gas
| Evaporatively Cooled - Split System | < 65,000 Btu/h (5.4 tons) 16 SEER | 13.9204 | 12.1 | 12.3 | 16 | 13 | - | 50 | Per ton | CI-CO-PR-IT-AC-000001-01-FEPA-CI | Split AC Units - Evaporatively Cooled LT 65,000 Btu/h (5.4 tons) | Air Conditioning - Level 1 <= 5.4 Tons | Gas
| Evaporatively Cooled - Split System | < 65,000 Btu/h (5.4 tons) 18 SEER | 13.9204 | 12.1 | 12.3 | 18 | 13 | - | 100 | Per ton | CI-CO-PR-IT-AC-000001-01-FEPA-CI | Split AC Units - Evaporatively Cooled LT 65,000 Btu/h (5.4 tons) | Air Conditioning - Level 2 <= 5.4 Tons | Gas
| Evaporatively Cooled - Split System | ≥ 65,000 Btu/h (5.4 tons) and < 135,000 Btu/h (11.25 tons) | - | 11.9 | 12.1 | - | 12.495 | 12.705 | 125 | Per ton | CI-CO-PR-IT-AC-000002-01-FEPA-CI | Split AC Units - Evaporatively Cooled GTE 65,000 Btu/h (5.4 tons) and LT 135,000 Btu/h (11.25 tons) | Air Conditioning - Level 1 > 5.4 < 20 Tons | Gas
| Evaporatively Cooled - Split System | ≥ 135,000 Btu/h (11.25 tons) and < 240,000 Btu/h (20 tons) | - | 11.8 | 12 | - | 12.39 | 12.6 | 125 | Per ton | CI-CO-PR-IT-AC-000002-01-FEPA-CI | Split AC Units - Evaporatively Cooled GTE 135,000 Btu/h (11.25 tons) and LT 240,000 Btu/h (20 tons) | Air Conditioning - Level 1 > 5.4 < 20 Tons | Gas
| Evaporatively Cooled - Split System | ≥ 240,000 Btu/h (20 tons) and < 760,000 Btu/h (63.33 tons) | - | 11.7 | 11.9 | - | 12.285 | 12.495 | 100 | Per ton | CI-CO-PR-IT-AC-000003-01-FEPA-CI | Split AC Units - Evaporatively Cooled GTE 240,000 Btu/h (20 tons) and LT 760,000 Btu/h (63.33 tons) | Air Conditioning - Level 1 ≥ 20 Tons | Gas
| Evaporatively Cooled - Split System | ≥ 760,000 Btu/h (63.33 tons) | - | 11.5 | 11.7 | - | 12.075 | 12.285 | 100 | Per ton | CI-CO-PR-IT-AC-000003-01-FEPA-CI | Split AC Units - Evaporatively Cooled GTE 760,000 Btu/h (63.33 tons) | Air Conditioning - Level 1 ≥ 20 Tons | Gas
| Evaporatively Cooled - Single Package | < 65,000 Btu/h (5.4 tons) 16 SEER | 13.9204 | 12.1 | 12.3 | 16 | 13 | - | 50 | Per ton | CI-CO-PR-IT-AC-000001-01-FEPA-CI | Packaged AC Units - Evaporatively Cooled LT 65,000 Btu/h (5.4 tons) | Air Conditioning - Level 1 <= 5.4 Tons | Gas
| Evaporatively Cooled - Single Package | < 65,000 Btu/h (5.4 tons) 18 SEER | 13.9204 | 12.1 | 12.3 | 18 | 13 | - | 100 | Per ton | CI-CO-PR-IT-AC-000001-01-FEPA-CI | Packaged AC Units - Evaporatively Cooled LT 65,000 Btu/h (5.4 tons) | Air Conditioning - Level 2 <= 5.4 Tons | Gas
| Evaporatively Cooled - Single Package | ≥ 65,000 Btu/h (5.4 tons) and < 135,000 Btu/h (11.25 tons) | - | 11.9 | 12.1 | - | 12.495 | 12.705 | 125 | Per ton | CI-CO-PR-IT-AC-000002-01-FEPA-CI | Packaged AC Units - Evaporatively Cooled GTE 65,000 Btu/h (5.4 tons) and LT 135,000 Btu/h (11.25 tons) | Air Conditioning - Level 1 > 5.4 < 20 Tons | Gas
| Evaporatively Cooled - Single Package | ≥ 135,000 Btu/h (11.25 tons) and < 240,000 Btu/h (20 tons) | - | 11.8 | 12 | - | 12.39 | 12.6 | 125 | Per ton | CI-CO-PR-IT-AC-000002-01-FEPA-CI | Packaged AC Units - Evaporatively Cooled GTE 135,000 Btu/h (11.25 tons) and LT 240,000 Btu/h (20 tons) | Air Conditioning - Level 1 > 5.4 < 20 Tons | Gas
| Evaporatively Cooled - Single Package | ≥ 240,000 Btu/h (20 tons) and < 760,000 Btu/h (63.33 tons) | - | 11.7 | 11.9 | - | 12.285 | 12.495 | 100 | Per ton | CI-CO-PR-IT-AC-000003-01-FEPA-CI | Packaged AC Units - Evaporatively Cooled GTE 240,000 Btu/h (20 tons) and LT 760,000 Btu/h (63.33 tons) | Air Conditioning - Level 1 ≥ 20 Tons | Gas
| Evaporatively Cooled - Single Package | ≥ 760,000 Btu/h (63.33 tons) | - | 11.5 | 11.7 | - | 12.075 | 12.285 | 100 | Per ton | CI-CO-PR-IT-AC-000003-01-FEPA-CI | Packaged AC Units - Evaporatively Cooled GTE 760,000 Btu/h (63.33 tons) | Air Conditioning - Level 1 ≥ 20 Tons | Gas
| Equipment Type | Heating Section |  | Measure Life
| Air Cooled - Split System | Electric Resistance |  | 15
| Air Cooled - Single Package | Gas
| Water Cooled - Split System | Heat Pump
| Water Cooled - Single Package | None
Evaporatively Cooled - Split System
Evaporatively Cooled - Single Package
Split and Packaged HVAC Systems
Eligible packaged or split HVAC systems must meet or exceed both full and part load (if applicable) cooling efficiency requirements as defined below. HVAC systems must be used for comfort cooling only to qualify. Qualifying split systems must have both a new condenser and a new coil that meets AHRI specifications and where the matched system performance (condenser and coil) meets or exceeds the minimum requirements. Cooling capacities referenced below are Air Conditioning, Heating, and Refrigeration Institute (AHRI) rated capacities.
← Return to Project Summary
NOTE: the efficiencies in this table are not valid for heat pump systems. IECC 2015 differentiates electric resistance and other heating sections, but calculator v4.4 does not. This has been adjusted in the present edit of the calculator to handle both electric/none heating sections, as well as gas sections.
Note on H7: The baseline efficiencies for new HVAC units replacing units over 15 years old will default to baseline efficiencies as defined by IECC 2015.
Note on I7: If the system is being replaced and the cooling capacity is 65,000 Btu/h or less, enter SEER of the existing system if known.
Note on J7: If the system is being replaced and the cooling capacity greater than 65,000 Btu/h, enter EER of the existing system if known.
Note on K7: If an existing system is being replaced, enter IEER if known.
Note on R7: Enter the ID or location of the HVAC unit (e.g., RTU-2A, Front Office, etc.)
Note on Y7: If the cooling capacity is 65,000 Btu/h, enter the IEER of the system.
Note on AD7: Deduct 0.2 from the required EERs and IPLVs for units with a heating section other than electric resistance heat.
Note on AH11: Kevin Boyd: changed the yellow highlighted formulas to reference the full reference table. Previously, "air cooled- single packge" pointed to the ELSE conition in the formula, which was Evaporatively Cooled-Split System. Added a section to the table for gas-fired equipment. Equipment with a heat pump heating section should likely be handled under the "Air Source Heat Pumps" tab- a note should pop up when the user selects this.
Note on F27: Sara Aaserud: < 65,000…convert by multiplying by 11.3/13 per the TRM language
Note on F28: Sara Aaserud: < 65,000…convert by multiplying by 11.3/13 per the TRM language
Note on G29: Sara Aaserud: 12.8 according to IECC 2015
Note on G35: Sara Aaserud: 12.8 according to IECC 2015
Note on F63: Sara Aaserud: < 65,000…convert by multiplying by 11.3/13 per the TRM language
Note on F64: Sara Aaserud: < 65,000…convert by multiplying by 11.3/13 per the TRM language
Note on F69: Sara Aaserud: < 65,000…convert by multiplying by 11.3/13 per the TRM language
Note on F70: Sara Aaserud: < 65,000…convert by multiplying by 11.3/13 per the TRM language

## IECC 2015 efficiencies (hidden)
Air Conditioners, Air Cooled
Air Conditioners, Air Cooled
Through the Wall (air cooled)
Through the Wall (air cooled)
Small duct high-velocity
Small duct high-velocity
Air Conditioners, Air Cooled
Air Conditioners, Air Cooled
Air Conditioners, Air Cooled
Air Conditioners, Air Cooled
Air Conditioners, Air Cooled
Air Conditioners, Air Cooled
Air Conditioners, Air Cooled
Air Conditioners, Air Cooled
Air conditioners, Water Cooled

## Air Source Heat Pumps
PA TRM 2021 Section 3.2.1 p44-51
|  | Facility/Project Information |  |  |  | Old Equipment Information (if applicable) | [5 empty] | New Equipment Information | [30 empty] | Total Demand Savings (Non Coincident kW)
Line | Measure |  |  |  |  | Old System Age in Years (if applicable) | System Cooling Efficiency SEER (if applicable) | System Cooling Efficiency EER (if applicable) | System Cooling Efficiency IEER (if applicable) | System Heating Efficiency HSPF (if applicable) | System Heating Efficiency COP (if applicable) | Quantity* | System Type* (drop down menu) | Equipment Manufacturer | Equipment Model Number |  | Unit ID | Equipment Cost (total per line) | Cooling Capacity (AHRI net) Btu/h | Cooling Capacity in Tons (calculated) | New System Cooling Efficiency* (SEER/EER) |  | New System Part Load Cooling Efficiency* (IEER) |  | Heating Capacity* (AHRI net) Btu/h | Heating Capacity in Tons (calculated) | New System Heating Efficiency* (HSPF/COP) |  | Annual Cooling Hours | Annual Heating Hours | Coincidence Factor | Heating Adjustment Factor | Base SEER | Base EER | Base IEER | Base HSPF | Base COP | Minimum SEER | Minimum EER | Minimum IEER | Minimum HSPF | Minimum COP |  | Total Demand Savings (kW) | Cooling Savings (kWh) | Heating Savings (kWh) | Total Energy Savings (kWh) | Uncapped Incentive | Total Incentive | Cooling Capacity Range Lookup | Equipment Eligible for Incentive? | Measure Name | FirstEnergy Reporting Category | Measure ID
|  | Installation Type* (drop down menu) | Facility Type* (drop down menu) | Zip Code of Facility* (drop down menu) | City (lookup) | [10 empty] | AHRI Number
[21 empty] | Minimum Required | Proposed | Minimum Required | Proposed |  |  | Minimum Required | Proposed
Key |  | InstallType3 | FacilityTypeFEPA |  |  | ExistAge | ExistSEER | ExistEER | ExistIEER | ExistHSPF | ExistCOP | Quantity | Type4-FEPA | Manufacturer | Model | AHRI | UnitID | MeasureCost | CoolCap |  |  | NewSEEREER |  | NewIEER | NewHeatbtuh |  |  | NewHSPFCOP | [14 empty] | NcpkW | CoinckW |  |  | kWh | UncapIncentive | CapIncentive |  | MeasureQualifies |  |  | ExternalID
1 | Air Source Heat Pumps | [27 empty] | #N/A |  | #N/A | [16 empty] | 0
2 | Air Source Heat Pumps | [27 empty] | #N/A |  | #N/A | [16 empty] | 0
3 | Air Source Heat Pumps | [27 empty] | #N/A |  | #N/A | [16 empty] | 0
4 | Air Source Heat Pumps | [27 empty] | #N/A |  | #N/A | [16 empty] | 0
5 | Air Source Heat Pumps | [27 empty] | #N/A |  | #N/A | [16 empty] | 0
6 | Air Source Heat Pumps | [27 empty] | #N/A |  | #N/A | [16 empty] | 0
7 | Air Source Heat Pumps | [27 empty] | #N/A |  | #N/A | [16 empty] | 0
8 | Air Source Heat Pumps | [27 empty] | #N/A |  | #N/A | [16 empty] | 0
|  | Cooling Capacities | SEERbase | EERbase | IEERbase | HSPFbase | COPbase | SEERee | EERee | IEERee | HSPFee | COP | Incentive | Units | Measure ID | Measure Name | Reporting Name
| Packaged System | <= 65,000 Btu/h (5.4 tons) 16 SEER 9.0 HSPF | 14 | 12.1692 | - | 8 | - | 16 | 13.9077 | - | 8.2 | - | 100 | Per ton | CI-CO-PR-IT-AC-000004-01-FEPA-CI | Heat Pumps - Air Source LT 65,000 Btu/h (5.4 tons) 16 SEER 9.0 HSPF | Heat Pumps - Level 1 <= 5.4 Tons
| Split System | <= 65,000 Btu/h (5.4 tons) 18 SEER 10.0 HSPF | 14 | 12.1692 | - | 8.2 | - | 18 | 15.6462 | - | 10 | - | 150 | Per ton | CI-CO-PR-IT-AC-000004-01-FEPA-CI | Heat Pumps - Air Source LT 65,000 Btu/h (5.4 tons) 16 SEER 9.0 HSPF | Heat Pumps - Level 1 <= 5.4 Tons
| Heating Section |  | Measure Life
| Electric Resistance | New Construction | 15
| Gas | Replacement
Heat Pump
None
Air Source Heat Pumps
Eligible equipment must meet or exceed cooling and heating efficiency requirements as outlined on our website at energysavepa-business.com. Heat pump systems must be used for both heating and comfort cooling applications. Qualifying split heat pump systems must have both a new condenser and a new coil that meets AHRI specifications and where the matched system performance (condenser and coil) meets or exceeds the minimum requirements. Cooling capacities referenced below are Air Conditioning, Heating, and Refrigeration Institute (AHRI) rated capacities.
← Return to Project Summary
Note on H7: The baseline efficiencies for new HVAC units replacing units over 15 years old will default to baseline efficiencies as defined by IECC 2015.
Note on I7: If the system is being replaced and the cooling capacity is 65,000 Btu/h or less, enter SEER of the existing system if known.
Note on J7: If the system is being replaced and the cooling capacity greater than 65,000 Btu/h, enter EER of the existing system if known.
Note on K7: If an existing system is being replaced, enter IEER if known.
Note on L7: If the system is being replaced and the heating capacity is 65,000 Btu/h or less, enter HSPF of the existing system if known.
Note on M7: If an existing system is being replaced, enter COP if known.
Note on S7: Enter the ID or location of the HVAC unit (e.g., RTU-2A, Front Office, etc.)
Note on Z7: If the system cooling capacity is greater than or equal to 65,000 Btu/h, enter IEER of the new system if known.
Note on AK7: REMOVED: Deduct 0.2 from the required EERs and IPLVs for units with a heating section other than electric resistance heat.
Note on AG9: If the system heating capacity is less than 65,000 Btu/h, enter HSPF of the new system.
Note on J22: Sara Aaserud: SEER given by program guidelines
Note on H23: Sara Aaserud: diff eff for split vs packaged units
Note on M23: Mindy 8.2 matches application Sara Aaserud: barely above code. Should make higher

## Water Source Heat Pumps
PA TRM 2021 Section 3.2.3 p58-66
|  | Facility/Project Information |  |  |  | Old Equipment Information (if applicable) | [11 empty] | New Equipment Information | [33 empty] | Air Source Baseline | [8 empty] | Program Minimum Required |  |  |  | Total Cooling Demand Savings (kW) | Total Pump Demand Savings (kW) | Total Demand Savings (non coincident)
Line | Measure | Installation Type* (drop down menu) | Facility Type* (drop down menu) | Zip Code of Facility* (drop down menu) | City (lookup) | Old System Age in Years (if applicable) | Old Heating System Type (if applicable) | Old System Full-Load Cooling Efficiency SEER or EER (if applicable) | Old System Part-Load Cooling Efficiency IEER (if applicable) | Old System Heating Efficiency HSPF (if applicable) | Old System Heating Efficiency COP (if applicable) | Old Water Loop Pump Information (if applicable) | [5 empty] | Quantity* | Equipment Cost (excluding Labor)* | New System Type* (drop down menu) | New Equipment Manufacturer | New Equipment Model Number |  | HVAC Unit ID | Cooling Capacity* (AHRI net) Btu/h | Heating Capacity* (AHRI net) Btu/h | Cooling Capacity in Tons (calculated) | Heating Capacity in Tons (calculated) | New System Cooling Efficiency* |  | New Part-Load Cooling Efficiency* IEER (if known) | New System Heating Efficiency* |  | New Water Loop Pump Information (if applicable) | [12 empty] | Annual Cooling Hours | Annual Heating Hours | Pump Hours | Coincidence Factor | Heating Adjustment Factor | Base EER | Base IEER | Base HSPF | Base COP | Air Source Baseline? | Base EER | Base IEER | Base HSPF | Base COP | EER | COP | Peak Cooling Demand Savings (kW) | Peak Pump Demand Savings (kW) |  |  |  | Total Demand Savings (kW) | Cooling Savings (kWh) | Heating Savings (kWh) | Pump Savings (kWh) | Total Energy Savings (kWh) | Uncapped Incentive | Total Incentive | Cooling Capacity Range Lookup | Equipment Eligible for Incentive? | Measure Name | FirstEnergy Reporting Category | Measure ID
[12 empty] | Motor HP (drop down menu) | Motor Type (drop down menu) | Speed (RPM) (drop down menu) | Motor Load Factor | Motor Efficiency | Pump Efficiency | [5 empty] | AHRI Number | [10 empty] | Motor HP (drop down menu) | Motor Type (drop down menu) | Speed (RPM) (drop down menu) | Motor Load Factor | Motor Efficiency | Pump Efficiency | Base Pump HP | Base Motor Load Factor | Base Motor Efficiency | Base Pump Efficiency | Proposed Motor Load Factor | Proposed Motor Efficiency | Proposed Pump Efficiency
[29 empty] | Minimum Required | Proposed |  | Minimum Required | Proposed | [46 empty] | Ground Source Heat Pumps - Also known as ground coupled heat pumps, utilize a closed loop that runs through the ground to transfer heat
Key |  | InstallType3 | FacilityTypeFEPA |  |  | ExistAge | ExistHeatType | ExistEER | ExistIEER | ExistHSPF | ExistCOP | ExistMotorHP | ExistMotorType | ExistMotorSpeed | ExistMotorLoad | ExistMotorEfficiency | ExistPumpEfficiency | Quantity | MeasureCost | NewSysTypeFEPA | Manufacturer | Model | AHRI | UnitID | CoolCap | NewHeatbtuh |  |  |  | NewSEEREER | NewIEER |  | NewHSPFCOP | NewMotorHP | NewMotorType | NewMotorSpeed | NewMotorLoad | NewMotorEfficiency | NewPumpEfficiency | [27 empty] | NcpkW | CoinckW |  |  |  | kWh | UncapIncentive | CapIncentive |  | MeasureQualifies |  |  | ExternalID
1 | Water Source Heat Pumps | [38 empty] | 0 | 0.75 |  | 1 | 0.75 |  | 1 | #N/A |  | #VALUE! | #N/A | 0 | 12.1692 | [10 empty] | #VALUE! | #VALUE! | #VALUE! | #VALUE! |  |  | #VALUE! | #VALUE! | #VALUE! |  | 0 |  | Does Not Qualify |  |  |  |  | Water Source Heat Pumps - Also known as ground coupled heat pumps, utilize a closed loop that runs through the ground to transfer heat
2 | Water Source Heat Pumps | [38 empty] | 0 | 0.75 |  | 1 | 0.75 |  | 1 | #N/A |  | #VALUE! | #N/A | 1 | 12.1692 | [10 empty] | #VALUE! | #VALUE! | #VALUE! | #VALUE! |  |  | #VALUE! | #VALUE! | #VALUE! |  | 0 |  | Does Not Qualify
3 | Water Source Heat Pumps | [38 empty] | 0 | 0.75 |  | 1 | 0.75 |  | 1 | #N/A |  | #VALUE! | #N/A | 2 | 12.1692 | [10 empty] | #VALUE! | #VALUE! | #VALUE! | #VALUE! |  |  | #VALUE! | #VALUE! | #VALUE! |  | 0 |  | Does Not Qualify
4 | Water Source Heat Pumps | [38 empty] | 0 | 0.75 |  | 1 | 0.75 |  | 1 | #N/A |  | #VALUE! | #N/A | 3 | 12.1692 | [10 empty] | #VALUE! | #VALUE! | #VALUE! | #VALUE! |  |  | #VALUE! | #VALUE! | #VALUE! |  | 0 |  | Does Not Qualify
5 | Water Source Heat Pumps | [38 empty] | 0 | 0.75 |  | 1 | 0.75 |  | 1 | #N/A |  | #VALUE! | #N/A | 4 | 12.1692 | [10 empty] | #VALUE! | #VALUE! | #VALUE! | #VALUE! |  |  | #VALUE! | #VALUE! | #VALUE! |  | 0 |  | Does Not Qualify
6 | Water Source Heat Pumps | [38 empty] | 0 | 0.75 |  | 1 | 0.75 |  | 1 | #N/A |  | #VALUE! | #N/A | 5 | 12.1692 | [10 empty] | #VALUE! | #VALUE! | #VALUE! | #VALUE! |  |  | #VALUE! | #VALUE! | #VALUE! |  | 0 |  | Does Not Qualify
7 | Water Source Heat Pumps | [38 empty] | 0 | 0.75 |  | 1 | 0.75 |  | 1 | #N/A |  | #VALUE! | #N/A | 6 | 12.1692 | [10 empty] | #VALUE! | #VALUE! | #VALUE! | #VALUE! |  |  | #VALUE! | #VALUE! | #VALUE! |  | 0 |  | Does Not Qualify
8 | Water Source Heat Pumps | [38 empty] | 0 | 0.75 |  | 1 | 0.75 |  | 1 | #N/A |  | #VALUE! | #N/A | 7 | 12.1692 | [10 empty] | #VALUE! | #VALUE! | #VALUE! | #VALUE! |  |  | #VALUE! | #VALUE! | #VALUE! |  | 0 |  | Does Not Qualify
| WSHP, GSHP and GWSHP Baseline [IECC 2015] |  |  |  | Program Minimum Efficiencies (5% above code)
| Heat Pump Technology | Capacity | EERbase | COPbase | EERMin | COPMin | Incentive | Units | Measure ID | Measure Name | Reporting Name
| Water to Air: Water Loop | < 17,000 Btu/h (1.42 tons) | 12.2 | 4.3 | 12.8 | 4.5 | 150 | Per ton | CI-CO-PR-IT-AC-000005-01-FEPA-CI | Heat Pumps - Water Source LT 17,000 Btu/h (1.42 tons) | Heat Pumps - Water and Geothermal - Energy Star Tier 3
| Water to Air: Water Loop | ≥ 17,000 Btu/h (1.42 tons) and < 135,000 Btu/h (11.25 tons) | 13 | 4.3 | 13.7 | 4.5 | 150 | Per ton | CI-CO-PR-IT-AC-000005-01-FEPA-CI | Heat Pumps - Water Source GTE 17,000 Btu/h (1.42 tons) | Heat Pumps - Water and Geothermal - Energy Star Tier 3
| Water to Water: Water Loop | < 17,000 Btu/h (1.42 tons) | 10.6 | 3.7 | 11.1 | 3.9 | 150 | Per ton | CI-CO-PR-IT-AC-000005-01-FEPA-CI | Heat Pumps - Water Source LT 17,000 Btu/h (1.42 tons) | Heat Pumps - Water and Geothermal - Energy Star Tier 3 | [8 empty] | #N/A
| Water to Water: Water Loop | ≥ 17,000 Btu/h (1.42 tons) and < 135,000 Btu/h (11.25 tons) | 10.6 | 3.7 | 11.1 | 3.9 | 150 | Per ton | CI-CO-PR-IT-AC-000005-01-FEPA-CI | Heat Pumps - Water Source GTE 17,000 Btu/h (1.42 tons) | Heat Pumps - Water and Geothermal - Energy Star Tier 3 | [8 empty] | #N/A
| Brine to Air: Ground Loop | < 17,000 Btu/h (1.42 tons) | 14.1 | 3.2 | 14.8 | 3.4 | 150 | Per ton | CI-CO-PR-IT-AC-000005-01-FEPA-CI | Heat Pumps - Ground Source LT 135,000 Btu/h (11.25 tons) | Heat Pumps - Water and Geothermal - Energy Star Tier 3 | [8 empty] | #N/A
| Brine to Air: Ground Loop | ≥ 17,000 Btu/h (1.42 tons) and < 135,000 Btu/h (11.25 tons) | 14.1 | 3.2 | 14.8 | 3.4 | 150 | Per ton | CI-CO-PR-IT-AC-000005-01-FEPA-CI | Heat Pumps - Ground Source LT 135,000 Btu/h (11.25 tons) | Heat Pumps - Water and Geothermal - Energy Star Tier 3 | [8 empty] | #N/A
| Brine to Water: Ground Loop | < 17,000 Btu/h (1.42 tons) | 12.1 | 2.5 | 12.7 | 2.6 | 150 | Per ton | CI-CO-PR-IT-AC-000005-01-FEPA-CI | Heat Pumps - Ground Source LT 135,000 Btu/h (11.25 tons) | Heat Pumps - Water and Geothermal - Energy Star Tier 3 | [8 empty] | #N/A
| Brine to Water: Ground Loop | ≥ 17,000 Btu/h (1.42 tons) and < 135,000 Btu/h (11.25 tons) | 12.1 | 2.5 | 12.7 | 2.6 | 150 | Per ton | CI-CO-PR-IT-AC-000005-01-FEPA-CI | Heat Pumps - Ground Source LT 135,000 Btu/h (11.25 tons) | Heat Pumps - Water and Geothermal - Energy Star Tier 3 | [8 empty] | #N/A
| Water to Air: Ground Water | < 17,000 Btu/h (1.42 tons) | 18 | 3.7 | 18.9 | 3.9 | 150 | Per ton | CI-CO-PR-IT-AC-000005-01-FEPA-CI | Heat Pumps - Ground Water Source LT 135,000 Btu/h (11.25 tons) | Heat Pumps - Water and Geothermal - Energy Star Tier 3
| Water to Air: Ground Water | ≥ 17,000 Btu/h (1.42 tons) and < 135,000 Btu/h (11.25 tons) | 18 | 3.7 | 18.9 | 3.9 | 150 | Per ton | CI-CO-PR-IT-AC-000005-01-FEPA-CI | Heat Pumps - Ground Water Source LT 135,000 Btu/h (11.25 tons) | Heat Pumps - Water and Geothermal - Energy Star Tier 3
| Water to Water: Ground Water | < 17,000 Btu/h (1.42 tons) | 16.3 | 3.1 | 17.1 | 3.3 | 150 | Per ton | CI-CO-PR-IT-AC-000005-01-FEPA-CI | Heat Pumps - Ground Water Source LT 135,000 Btu/h (11.25 tons) | Heat Pumps - Water and Geothermal - Energy Star Tier 3
| Water to Water: Ground Water | ≥ 17,000 Btu/h (1.42 tons) and < 135,000 Btu/h (11.25 tons) | 16.3 | 3.1 | 17.1 | 3.3 | 150 | Per ton | CI-CO-PR-IT-AC-000005-01-FEPA-CI | Heat Pumps - Ground Water Source LT 135,000 Btu/h (11.25 tons) | Heat Pumps - Water and Geothermal - Energy Star Tier 3
ASHP baseline for new construction and replacement of non water source, ground source and ground water source heat pumps.
| Heat Pump Technology | Capacity | SEER | EER | IEER | HSPF | COP
| Air Source | < 65,000 Btu/h (5 tons) | 14 | 12.1692 | - | 8.2 | -
| Air Source | ≥ 65,000 Btu/h (5 tons) and < 135,000 Btu/h (11.25 tons) | - | 11 | 12.2 | - | 3.3
| System Type | Pump Motor Type | Pump Motor Speed |  |  |  | Heating Section | Air Source Baseline?
| Water to Air: Water Loop | TEFC | 900 |  |  |  | Air Source Heat Pump | 1
| Water to Water: Water Loop | ODP | 1200 |  |  |  | Water Source Heat Pump | 0
| Brine to Air: Ground Loop |  | 1800 |  |  |  | Ground Source Heat Pump | 0
| Brine to Water: Ground Loop |  | 3600 |  |  |  | Ground Water Source Heat Pump | 0
| Water to Air: Ground Water | [5 empty] | Electric Resistance | 1
| Water to Water: Ground Water | [5 empty] | Gas Furnace or Boiler | 1
[7 empty] | Other | 1
| Measure Life | [5 empty] | No Heat | 1
15
| Motor HP | Pump Eff. ƞpump | Motor Type | Motor Speed | Efficiency
| 1 | 65 | TEFC | 900 | 0.755
| 1.5 | 65 | TEFC | 900 | 0.785
| 2 | 65 | TEFC | 900 | 0.84
| 3 | 67 | TEFC | 900 | 0.855
| 5 | 70 | TEFC | 900 | 0.865
| 7.5 | 73 | TEFC | 900 | 0.865
| 10 | 75 | TEFC | 900 | 0.895
| 15 | 77 | TEFC | 900 | 0.895
| 20 | 77 | TEFC | 900 | 0.902
| 1 | 65 | TEFC | 1200 | 0.825
| 1.5 | 65 | TEFC | 1200 | 0.875
| 2 | 65 | TEFC | 1200 | 0.885
| 3 | 67 | TEFC | 1200 | 0.895
| 5 | 70 | TEFC | 1200 | 0.895
| 7.5 | 73 | TEFC | 1200 | 0.91
| 10 | 75 | TEFC | 1200 | 0.91
| 15 | 77 | TEFC | 1200 | 0.917
| 20 | 77 | TEFC | 1200 | 0.917
| 1 | 65 | TEFC | 1800 | 0.855
| 1.5 | 65 | TEFC | 1800 | 0.865
| 2 | 65 | TEFC | 1800 | 0.865
| 3 | 67 | TEFC | 1800 | 0.895
| 5 | 70 | TEFC | 1800 | 0.895
| 7.5 | 73 | TEFC | 1800 | 0.917
| 10 | 75 | TEFC | 1800 | 0.917
| 15 | 77 | TEFC | 1800 | 0.924
| 20 | 77 | TEFC | 1800 | 0.93
| 1 | 65 | TEFC | 3600 | 0.77
| 1.5 | 65 | TEFC | 3600 | 0.84
| 2 | 65 | TEFC | 3600 | 0.855
| 3 | 67 | TEFC | 3600 | 0.865
| 5 | 70 | TEFC | 3600 | 0.885
| 7.5 | 73 | TEFC | 3600 | 0.895
| 10 | 75 | TEFC | 3600 | 0.902
| 15 | 77 | TEFC | 3600 | 0.91
| 20 | 77 | TEFC | 3600 | 0.91
| 1 | 65 | ODP | 900 | 0.755
| 1.5 | 65 | ODP | 900 | 0.77
| 2 | 65 | ODP | 900 | 0.865
| 3 | 67 | ODP | 900 | 0.875
| 5 | 70 | ODP | 900 | 0.885
| 7.5 | 73 | ODP | 900 | 0.895
| 10 | 75 | ODP | 900 | 0.902
| 15 | 77 | ODP | 900 | 0.902
| 20 | 77 | ODP | 900 | 0.91
| 1 | 65 | ODP | 1200 | 0.82
| 1.5 | 65 | ODP | 1200 | 0.865
| 2 | 65 | ODP | 1200 | 0.875
| 3 | 67 | ODP | 1200 | 0.885
| 5 | 70 | ODP | 1200 | 0.895
| 7.5 | 73 | ODP | 1200 | 0.902
| 10 | 75 | ODP | 1200 | 0.917
| 15 | 77 | ODP | 1200 | 0.917
| 20 | 77 | ODP | 1200 | 0.924
| 1 | 65 | ODP | 1800 | 0.855
| 1.5 | 65 | ODP | 1800 | 0.865
| 2 | 65 | ODP | 1800 | 0.865
| 3 | 67 | ODP | 1800 | 0.895
| 5 | 70 | ODP | 1800 | 0.895
| 7.5 | 73 | ODP | 1800 | 0.91
| 10 | 75 | ODP | 1800 | 0.917
| 15 | 77 | ODP | 1800 | 0.93
| 20 | 77 | ODP | 1800 | 0.93
| 1 | 65 | ODP | 3600 | 0.77
| 1.5 | 65 | ODP | 3600 | 0.84
| 2 | 65 | ODP | 3600 | 0.855
| 3 | 67 | ODP | 3600 | 0.855
| 5 | 70 | ODP | 3600 | 0.865
| 7.5 | 73 | ODP | 3600 | 0.885
| 10 | 75 | ODP | 3600 | 0.895
| 15 | 77 | ODP | 3600 | 0.902
| 20 | 77 | ODP | 3600 | 0.91
Water Source Heat Pumps
Eligible equipment must meet or exceed cooling and heating efficiency requirements as outlined on our website at energysavepa-business.com. Heat pump systems must be used for both heating and comfort cooling applications. Qualifying systems must have both a new condenser and a new coil that meets AHRI specifications and where the matched system performance (condenser and coil) meets or exceeds the minimum requirements. Ground source and ground water source heat pumps (i.e., geothermal-heat pumps) with cooling capacities of 135,000 Btu/h or greater are not eligible for incentives under the HVAC program. Cooling capacities referenced below are Air Conditioning, Heating, and Refrigeration Institute (AHRI) rated capacities.
← Return to Project Summary
Note on H8: The baseline efficiencies for new HVAC units replacing units over 15 years old will default to baseline efficiencies as defined by IECC 2015.
Note on J8: If the system is being replaced and the cooling capacity is 65,000 Btu/h or greater, enter EER of the existing system if known. Enter SEER if the existing system cooling capacity is less than 65,000 Btu/h, if known.
Note on K8: If an existing system is being replaced, enter IEER if known.
Note on M8: If the system is being replaced, enter the COP of the existing system if known.
Note on Z8: Enter the ID or location of the HVAC unit (e.g., RTU-2A, Front Office, etc.)
Note on BC8: defaulted to 0 because ASHP baselines don't have the adjustment factors.
Note on BI8: If new construction, existing unit is older than 15 years, or the existing equipment is other than a water/ground/ground-water source heatpump, then use Air Souce heat pump as the baseline. Use existing baseline if water/ground/ground-source heat pump less than 15 years old.
Note on BJ8: If new construction, existing unit is older than 15 years, or the existing equipment is other than a water/ground/ground-water source heatpump, then use Air Souce heat pump as the baseline. Use existing baseline if water/ground/ground-source heat pump less than 15 years old.
Note on BK8: If new construction, existing unit is older than 15 years, or the existing equipment is other than a water/ground/ground-water source heatpump, then use Air Souce heat pump as the baseline. Use existing baseline if water/ground/ground-source heat pump less than 15 years old. ASHP baseline, otherwise defaults to baseline COP
Note on BL8: If new construction, existing unit is older than 15 years, or the existing equipment is other than a water/ground/ground-water source heatpump, then use Air Souce heat pump as the baseline. Use existing baseline if water/ground/ground-source heat pump less than 15 years old.
Note on Q9: Enter the motor load factor or leave blank if unknown (a default of 0.75 will be used). Motor load factor is a ratio of the peak running load to the nameplate rating of the motor.
Note on R9: Enter the efficiency of the existing pump motor or leave blank if unknown. The efficiency of a code compliant motor will be used if unknown.
Note on S9: Enter the efficiency of the existing ground loop pump at design point. Leave blank if unknown.
Note on AM9: TEFC is Totally enclosed fan cooled ODP is Open drip proof
Note on AO9: Enter the motor load factor or leave blank if unknown (a default of 0.75 will be used). Motor load factor is a ratio of the peak running load to the nameplate rating of the motor.
Note on AP9: Enter the efficiency of the proposed pump motor or leave blank if unknown. The efficiency of a code compliant motor will be used if unknown.
Note on AQ9: Enter the efficiency of the proposed ground loop pump at design point. Leave blank if unknown.
Note on AR9: Sara Aaserud: if the baseline pump cell isn't filled out, assume the baseline pump is the same HP as the proposed
Note on AU9: Sara Aaserud: fixed to 1.0 based on changes to 2021 TRM
Note on AX9: Sara Aaserud: fixed to 1.0 based on changes to 2021 TRM
Note on F46: Converted SEER to EER using equation SEER x (11.3/13)
Note on C61: Sara Aaserud: no longer used based on 2021 TRM edits

## Ductless Mini Splits
PA TRM 2021 Section 3.2.4 p67-70
|  | Facility/Project Information |  |  |  | Old Equipment Information (if applicable) |  |  | New Equipment Information
Line | Measure | Installation Type* (drop down menu) | Facility Type* (drop down menu) | Zip Code of Facility* (drop down menu) | City (lookup) | Old System Age in Years (if applicable) | Old Cooling System replaced by new Ductless Mini-Split (if applicable) | Old Heating System replaced by new Ductless Mini-Split (if applicable) | Quantity* | Equipment Cost (excluding Labor)* | Unit ID | New Equipment Manufacturer | New Equipment Model Number |  | Cooling Capacity* (AHRI net) Btu/h | Heating Capacity* (AHRI net) Btu/h | Ductless Mini-Split System Type* (drop down menu) | Coincidence Factor | Annual Hours Cooling | Annual Hours Heating | SEERbase | HSPFbase | New System Cooling Efficiency* (EER) |  | New System Cooling Efficiency* (SEER) |  | New System Heating Efficiency* (HSPF) |  | Total Savings (kW) | Total Demand Savings (kW) | ΔkWhcool | ΔkWhheat | Total Energy Savings (kWh) | Uncapped Incentive | Total Incentive | Equipment Eligible for Incentives? | Measure Name | FirstEnergy Reporting Category | Measure ID
AHRI Number
[23 empty] | Minimum Required | Proposed | Minimum Required | Proposed | Minimum Required | Proposed
Key |  | InstallType3 | FacilityTypeFEPA |  |  | ExistAge | ExistCoolType2FEPA | ExistHeatType2FEPA | Quantity | MeasureCost | UnitID | Manufacturer | Model | AHRI | CoolCap | NewHeatbtuh | DuctType | [6 empty] | NewEER |  | NewSEER |  | NewHSPF | NcpkW | CoinckW |  |  | kWh | UncapIncentive | CapIncentive | MeasureQualifies |  |  | ExternalID
1 | Ductless Mini-Split Heat Pumps | [19 empty] | 11.3 | 3.412
2 | Ductless Mini-Split Heat Pumps | [19 empty] | 11.3 | 3.412
3 | Ductless Mini-Split Heat Pumps | [19 empty] | 11.3 | 3.412
4 | Ductless Mini-Split Heat Pumps | [19 empty] | 11.3 | 3.412
5 | Ductless Mini-Split Heat Pumps | [19 empty] | 11.3 | 3.412
6 | Ductless Mini-Split Heat Pumps | [19 empty] | 11.3 | 3.412
7 | Ductless Mini-Split Heat Pumps | [19 empty] | 11.3 | 3.412
8 | Ductless Mini-Split Heat Pumps | [19 empty] | 11.3 | 3.412
| Base Cooling Type |  | Measure Life
| Ductless Mini Split Heat Pump |  | 15 |  |  | Program Minimums |  |  | Reporting Category | Incentive | Incentive Units
| Air Source Heat Pump |  |  |  | Equipment Type | SEER | EER | HSPF |  |  |  | Measure ID | Measure Name | Reporting Name
| Central AC |  |  |  | Single Zone | 20 | 12.5 | 10 | Ductless Mini-Split HP | 150 | $/ton | CI-CO-PR-IT-AC-000006-01-FEPA-CI | Heat Pumps - Single Zone Ductless Mini-Split | Ductless Mini-Split Heat Pump - Level 3
| Room AC |  |  |  | Multi Zone | 20 | 12.5 | 10 | Ductless Mini-Split HP | 150 | $/ton | CI-CO-PR-IT-AC-000006-01-FEPA-CI | Heat Pumps - Multi Zone Ductless Mini-Split | Ductless Mini-Split Heat Pump - Level 3
PTAC
| PTHP |  | Installation Type
| Uncooled |  | Early Replacement
New Installation
Existing Heating Type
| Ductless Mini Split Heat Pump |  |  | SEERbase | [6 empty] | HSPFbase
| Air Source Heat Pump |  | Row | Ductless Mini Split Heat Pump | Air Source Heat Pump | Central AC | Room AC | PTAC | PTHP | Uncooled | Ductless Mini Split Heat Pump | Air Source Heat Pump | PTHP | Electric Resistance | Electric Furnace |  |  | Non-Electric Heat | No Heat
| PTHP |  | 1 | 14 | 14 | 14 | 11.3 | 12.54 | 12.42 | 11.3 | 8.2 | 8.2 | 9.89 | 3.412 | 3.241 |  |  | 3.412 | 3.412
| Electric Resistance |  | 2 | 14 | 14 | 14 | 11.3 | 12.54 | 12.42 | 11.3 | 8.2 | 8.2 | 9.89 | 3.412 | 3.241 |  |  | 3.412 | 3.412
| Electric Furnace |  | 3 | 14 | 14 | 14 | 11.3 | 12.54 | 12.42 | 11.3 | 8.2 | 8.2 | 9.89 | 3.412 | 3.241 |  |  | 3.412 | 3.412
| Non-Electric Heat |  | 4 | 14 | 14 | 14 | 11.3 | 12.54 | 12.42 | 11.3 | 8.2 | 8.2 | 9.89 | 3.412 | 3.241 |  |  | 3.412 | 3.412
| No Heat |  | 5 | 14 | 14 | 14 | 11.3 | 12.54 | 12.42 | 11.3 | 8.2 | 8.2 | 9.89 | 3.412 | 3.241 |  |  | 3.412 | 3.412
|  |  | 6 | 14 | 14 | 14 | 11.3 | 12.54 | 12.42 | 11.3 | 8.2 | 8.2 | 9.89 | 3.412 | 3.241 |  |  | 3.412 | 3.412
|  |  | 7 | 14 | 14 | 14 | 11.3 | 12.54 | 12.42 | 11.3 | 8.2 | 8.2 | 9.89 | 3.412 | 3.241 |  |  | 3.412 | 3.412
|  |  | 8 | 14 | 14 | 14 | 11.3 | 12.54 | 12.42 | 11.3 | 8.2 | 8.2 | 9.89 | 3.412 | 3.241 |  |  | 3.412 | 3.412
Eligible ductless mini-split heat pumps must be used for comfort cooling and must be Energy Star® qualified with a SEER of at least 20.0, and EER of at least 12.5 and an HSPF of at least 10. Qualifying systems must have both a new condenser and a new evaporator coil that meets AHRI specifications, where the matched system performance (condenser and coil) meets or exceeds the minimum program requirements. Replacement and new installations are eligible. Systems with cooling capacities greater than 5.4 tons, systems used for cooling of IT equipment, or systems used for industrial processes, would not be eligble for incentives through this measure and may be eligible under the Custom Equipment program. Cooling capacities referenced below are Air Conditioning, Heating, and Refrigeration Institute (AHRI) rated capacities.
Ductless Mini-Split Heat Pumps
← Return to Project Summary
Note on H7: The baseline efficiencies for new HVAC units replacing units over 15 years old will default to baseline efficiencies as defined by IECC 2015

## PTACs
PA TRM 2021 Section 3.2.1 p260-269
|  | Facility/Project Information |  |  |  | Old Equipment Information (if applicable) |  | New Equipment Information
Line | Measure | Installation Type* (drop down menu) | Facility Type* (Drop Down Menu) | Zip Code of Facility* (drop down menu) | City (lookup) | Existing Equipment Age in Years (if applicable) | Existing Equipment Cooling Efficiency (EER) (if applicable) | New Equipment Manufacturer | New Equipment Model Number | Equipment Cost (excluding Labor)* |  | Cooling Capacity* Btu/h | Coincidence Factor | Annual Hours | Quantity* | EERretro | EERnewconst | Actual Code EERbase (retro or NC) | Actual Baseline EER (code or existing) | Minimum Required EERretrofit | Minimum Required EERnewconst | New System Cooling Efficiency* (EER) |  | Total Savings (kW) | Total Demand Savings (kW) | Total Energy Savings (kWh) | Uncapped Incentive | Total Incentive | Equipment Eligible for Incentives? | Measure Name | FirstEnergy Reporting Category | Measure ID
AHRI Number
[22 empty] | Minimum Required | Proposed
Key |  | InstallType3 | FacilityTypeFEPA |  |  | ExistAge | ExistEER | Manufacturer | Model | MeasureCost | AHRI | CoolCap |  |  | Quantity | [7 empty] | NewEER | NcpkW | CoinckW | kWh | UncapIncentive | CapIncentive | MeasureQualifies |  |  | ExternalID
1 | Packaged Terminal Air Conditioner | [14 empty] | 10.9 | 14 |  |  | 11.7175 | 15.05
2 | Packaged Terminal Air Conditioner | [14 empty] | 10.9 | 14 |  |  | 11.7175 | 15.05
3 | Packaged Terminal Air Conditioner | [14 empty] | 10.9 | 14 |  |  | 11.7175 | 15.05
4 | Packaged Terminal Air Conditioner | [14 empty] | 10.9 | 14 |  |  | 11.7175 | 15.05
5 | Packaged Terminal Air Conditioner | [14 empty] | 10.9 | 14 |  |  | 11.7175 | 15.05
6 | Packaged Terminal Air Conditioner | [14 empty] | 10.9 | 14 |  |  | 11.7175 | 15.05
7 | Packaged Terminal Air Conditioner | [14 empty] | 10.9 | 14 |  |  | 11.7175 | 15.05
8 | Packaged Terminal Air Conditioner | [14 empty] | 10.9 | 14 |  |  | 11.7175 | 15.05
| Measure Life |  | Table 3-26: HVAC Baseline Efficiencies |  |  | Program Minimum Required Efficiencies (7.5% above code)
| 15 |  | Cooling Capacities | EERretrofit | EERnewconstruction | EERretrofit | EERnewconstruction | Incentive | Units | Reporting Category | Measure ID | Measure Name | Reporting Name
|  |  | PTAC (all capacities) - equation | 10.9-(0.213*Cap/1000) | 14-(0.3*Cap/1000) | 11.7175-(0.228975*Cap/1000) | 15.05-(0.3225*Cap/1000)
| Installation Types |  | PTAC (all capacities) - intercept | 10.9 | 14 | 11.7175 | 15.05 | 100 | Per Ton | PTAC | CI-CO-PR-IT-AC-000007-01-FEPA-CI | Packaged Terminal Air Conditioner | PTAC
| Replacement |  | PTAC (all capacities) - multiplier | -0.213 | -0.3 | -0.22897 | -0.3225
New Construction
Eligible PTAC units must be used for comfort cooling applications, and must meet or exceed full load cooling efficiency requirements as defined in columns T and U. Cooling capacities referenced below are Air Conditioning, Heating, and Refrigeration Institute (AHRI) rated capacities. Replacement units shall be factory labeled as follows: "Manufactured for replacement applications only: not to be installed in new construction projects". Replacement efficiencies only apply to units with existing sleeves less than 16 inches in height and less than 42 in width. Anything not labeled as a "Replacement Unit" should have an installation type of "New Unit".
Packaged Terminal Air Conditioners (PTACs)
← Return to Project Summary
Note on T7: Sara Aaserud: takes the retrofit eff if it's a replacement, otherwise it's the new construction baseline
Note on U7: Sara Aaserud: checks to see if the age of the existing equipment entry neccessitates the existing equipment to be the baseline, or the efficiency value in column R

## PTHPs
PA TRM 2021 Section 3.2.1 p44-51
|  | Facility/Project Information |  |  |  | Old Equipment Information (if applicable) |  |  | New Equipment Information
Line | Measure | Installation Type* (drop down menu) | Facility Type* (Drop Down Menu) | Zip Code of Facility* (drop down menu) | City (lookup) | Old Equipment Age in Years (if applicable) | Old Equipment Cooling Efficiency (EER) (if applicable) | Old Equipment Heating Efficiency (COP) (if applicable) | New Equipment Manufacturer | New Equipment Model Number | Equipment Cost (excluding Labor)* | Cooling Capacity* Btu/h | Heating Capacity* Btu/h | AHRI Number | Coincidence Factor | Annual Cooling Hours | Annual Heating Hours | Cooling Cap/1000 | Quantity* | EERretrofit | EERnewconst | Actual Code EERbase (retro or NC) | Actual Baseline EER (code or existing) | Minimum Required EERretrofit | Minimum Required EERnewconst | New Equipment Cooling Efficiency | Proposed Cooling Efficiency (EER)* | Heating Cap/1000 | COP retrofit | COP newconst | Actual Code COPbase (retro or NC) | Actual Baseline COP (code or existing) | Minimum Required COPretrofit | Minimum Required COPnewconstr | New Equipment Heating Efficiency | Proposed Heating Efficiency (COP)* | Cooling Demand Savings (kW) | Heating Demand Savings (kW) | Cooling Savings (kW) | Heating Savings (kW) | Total kW Savings | Total Demand Savings (kW) | Cooling Energy Savings per unit (kWh) | Heating Energy Savings (kWh) | Total Energy Savings (kWh) | Uncapped Incentive | Total Incentive | Equipment Eligible for Incentives? | Measure Name | FirstEnergy Reporting Category | Measure ID
[26 empty] | Minimum Required | [8 empty] | Minimum Required
Key |  | InstallType3 | FacilityTypeFEPA |  |  | ExistAge | ExistEER | ExistCOP | Manufacturer | Model | MeasureCost | CoolCap | NewHeatbtuh | AHRI |  |  |  |  | Quantity | [7 empty] | NewEER | [8 empty] | NewCOP |  |  |  |  | NcpkW | CoinckW |  |  | kWh | UncapIncentive | CapIncentive | MeasureQualifies |  |  | ExternalID
1 | Packaged Terminal Heat Pump | [16 empty] | 0 | [8 empty] | 9.5 | [8 empty] | 3
2 | Packaged Terminal Heat Pump | [16 empty] | 0
3 | Packaged Terminal Heat Pump | [16 empty] | 0
4 | Packaged Terminal Heat Pump | [16 empty] | 0
5 | Packaged Terminal Heat Pump | [16 empty] | 0
6 | Packaged Terminal Heat Pump | [16 empty] | 0
7 | Packaged Terminal Heat Pump | [16 empty] | 0
8 | Packaged Terminal Heat Pump | [16 empty] | 0
| Measure Life |  | Table 3-26: HVAC Baseline Efficiencies |  |  |  |  | Program Minimum Required Efficiencies (7.5% above code)
| 15 |  | Cooling Capacities | EERretrofit | EERnewconstruction | COPretrofit | COPnewconstruction | EERretrofit | EERnewconstruction | COPretrofit | COPnewconstruction | Incentive | Units | Measure ID | Measure Name | Reporting Name
|  |  | Packaged Terminal Heat Pump (all capacities) - equation | 10.8-(0.213*Cap/1000) | 14-(0.3*Cap/1000) | 2.9-(0.026*Cap/1000) | 3.2-(0.026*Cap/1000) | 11.61-(0.228975*Cap/1000) | 15.05-(0.3225*Cap/1000) | 3.1175-(0.02795*Cap/1000) | 3.44-(0.02795*Cap/1000)
| Installation Types |  | Packaged Terminal Heat Pump (all capacities) - intercept | 10.8 | 14 | 2.9 | 3.2 | 11.61 | 15.05 | 3.1175 | 3.44 | 100 | Per Ton | CI-CO-PR-IT-AC-000008-01-FEPA-CI | Packaged Terminal Heat Pump | PTHP
| Replacement |  | Packaged Terminal Heat Pump (all capacities) - multiplier | -0.213 | -0.3 | -0.026 | -0.026 | -0.22897 | -0.3225 | -0.02795 | -0.02795
New Construction
Eligible PTHP units must be used for heating and comfort cooling applications, and meet or exceed full load cooling and heating efficiency requirements as defined in columns Z and AA and columns AJ and AK. Cooling capacities referenced below are Air Conditioning, Heating, and Refrigeration Institute (AHRI) rated capacities. Replacement units shall be factory labeled as follows: "Manufactured for replacement applications only: not to be installed in new construction projects". Replacement efficiencies only apply to units with existing sleeves less than 16 inches in height and less than 42 in width. Anything not labeled as a "Replacement Unit" should have an installation type of "New Unit".
Packaged Terminal Heat Pumps (PTHPs)
← Return to Project Summary
Note on X7: Sara Aaserud: takes the retrofit eff if it's a replacement, otherwise it's the new construction baseline
Note on Y7: Sara Aaserud: checks to see if the age of the existing equipment entry neccessitates the existing equipment to be the baseline, or the efficiency value in column V
Note on AB7: Sara Aaserud: takes the min required EER from either column X or column Y depending on the conditions
Note on AH7: Sara Aaserud: takes the retrofit eff if it's a replacement, otherwise it's the new construction baseline
Note on AI7: Sara Aaserud: checks to see if the age of the existing equipment entry neccessitates the existing equipment to be the baseline, or the efficiency value in column AF
Note on AL7: Sara Aaserud: takes the min required EER from either column AH or column AI depending on the conditions

## Window Air Conditioners
[31 empty] | PA TRM 2021 |  | C&I p 80 & Res p 35
ENERGY STAR® Window Air Conditioners
Return to Project Summary |  | Eligible window air conditioners must be ENERGY STAR certified and be used only for comfort cooling applications. Units must be CEE Tier II and meet version 4.1 of the Federal standard for window air conditioners with a CEER ≥10.2. New installations and replacement projects are eligible.
Line | Measure | Installation Type | Equipment Cost (excluding Labor)* | New Equipment Manufacturer | New Equipment Model Number | Building Type | Zip Code of the Facility | Cooling Capacity (Btu/h) | Room AC Type | Does the new unit have louvered sides? | Quantity | Existing Efficiency (CEER or EER) leave blank if unknown | Proposed Efficiency (CEER or EER) leave blank if unknown | Capacity Range Finder (BTU/h) Part A | Capacity Range Finder (BTU/h) Part B | Base HVAC Unit Type | EERbase | EERee | EFLH | EFLH RAC:CAC | CF | Energy Savings per unit (kWh) | Demand Reductions per unit (kW) | Location | Measure Life | Total kW Savings | Total Demand Reductions (kW) | Total Energy Savings (kWh) | Uncapped Incentive | Incentive | Measure ID | Does this measure qualify?
Key |  | InstallType4FEPA | MeasureCost | Manufacturer | Model | RoomBldTypeFEPA |  | CoolCap | RoomTypeFEPA | Louve | Quantity | ExistEER | NewEER | [12 empty] | NcpkW | CoinckW | kWh | UncapIncentive | CapIncentive | ExternalID | MeasureQualifies
1 | Room Air Conditioner | [12 empty] | < 6,000 |  | Federal Standard without louvered sides (CEER) | [8 empty] | 9 | [5 empty] | CI-CO-PR-IT-AC-000009-01-FEPA-CI | Yes
2 | Room Air Conditioner | [12 empty] | < 6,000 |  | Federal Standard without louvered sides (CEER) | [8 empty] | 9 | [5 empty] | CI-CO-PR-IT-AC-000009-01-FEPA-CI | Yes
3 | Room Air Conditioner | [12 empty] | < 6,000 |  | Federal Standard without louvered sides (CEER) | [8 empty] | 9 | [5 empty] | CI-CO-PR-IT-AC-000009-01-FEPA-CI | Yes
4 | Room Air Conditioner | [12 empty] | < 6,000 |  | Federal Standard without louvered sides (CEER) | [8 empty] | 9 | [5 empty] | CI-CO-PR-IT-AC-000009-01-FEPA-CI | Yes
5 | Room Air Conditioner | [12 empty] | < 6,000 |  | Federal Standard without louvered sides (CEER) | [8 empty] | 9 | [5 empty] | CI-CO-PR-IT-AC-000009-01-FEPA-CI | Yes
6 | Room Air Conditioner | [12 empty] | < 6,000 |  | Federal Standard without louvered sides (CEER) | [8 empty] | 9 | [5 empty] | CI-CO-PR-IT-AC-000009-01-FEPA-CI | Yes
7 | Room Air Conditioner | [12 empty] | < 6,000 |  | Federal Standard without louvered sides (CEER) | [8 empty] | 9 | [5 empty] | CI-CO-PR-IT-AC-000009-01-FEPA-CI | Yes
8 | Room Air Conditioner | [12 empty] | < 6,000 |  | Federal Standard without louvered sides (CEER) | [8 empty] | 9 | [5 empty] | CI-CO-PR-IT-AC-000009-01-FEPA-CI | Yes
[11 empty] | 0 | [15 empty] | 0 | 0 |  | 0
| Program Min. Eff Requirements | Incentive |  |  | CEER Defaults Energy Star® Version 4.1 Standards | [6 empty] | Air Conditioner EFLH by City and Building Type (Table 3-27 from PA TRM 2021, C&I p 49) | [11 empty] | Location
| Energy Star® | 10 |  |  |  |  | Louvered Sides | Without Louvered Sides | Louvered Sides | Without Louvered Sides |  | Space and/or Building Type | Allentown | Binghamton | Bradford | Erie | Harrisburg | Philadelphia | Pittsburgh | Scranton | Williamsport |  |  | Allentown
[5 empty] | Product Type | Capacity (Btu/h) | Federal Standard with louvered sides (CEER) | Federal Standard without louvered sides (CEER) | ENERGY STAR with louvered sides (CEER) | ENERGY STAR without louvered sides (CEER) |  | Education - College/University | 640 | 440 | 369 | 478 | 657 | 734 | 594 | 533 | 595 |  |  | Binghamton
| HVAC Product Type Selector | Louvered Sides? |  |  | Without Reverse Cycle | < 6,000 | 11 | 10 | 12.1 | 11 |  | Education - Other | 267 | 163 | 139 | 185 | 310 | 345 | 273 | 217 | 239 |  |  | Bradford
| Without Reverse Cycle | Yes |  |  | Without Reverse Cycle | 6,000 to 7,999 | 11 | 10 | 12.1 | 11 |  | Grocery | 654 | 542 | 542 | 636 | 453 | 536 | 638 | 434 | 442 |  |  | Erie
| With Reverse Cycle | No |  |  | Without Reverse Cycle | 8,000 to 10,999 | 10.9 | 9.6 | 12 | 10.6 |  | Health - Hospital | 1030 | 977 | 977 | 1038 | 892 | 1059 | 788 | 1022 | 1013 |  |  | Harrisburg
| Casement Only |  |  |  | Without Reverse Cycle | 11,000 to 13,999 | 10.9 | 9.5 | 12 | 10.5 |  | Health - Other | 477 | 397 | 350 | 481 | 540 | 684 | 511 | 467 | 476 |  |  | Philadelphia
| Casement-Slider |  |  |  | Without Reverse Cycle | 14,000 to 19,999 | 10.7 | 9.3 | 11.8 | 10.2 |  | Industrial Manufacturing | 570 | 361 | 309 | 411 | 616 | 682 | 530 | 445 | 478 |  |  | Pittsburgh
[5 empty] | Without Reverse Cycle | 20,000 to 24,999 | 9.4 | 9.4 | 10.3 | 10.3 |  | Institutional/Public Service | 753 | 516 | 455 | 607 | 820 | 1087 | 706 | 629 | 685 |  |  | Scranton
| Installation Type |  |  |  | Without Reverse Cycle | 25,000 to 27,999 | 9.4 | 9.4 | 10.3 | 10.3 |  | Lodging | 1386 | 1205 | 1084 | 1392 | 1523 | 1732 | 1478 | 1348 | 1384 |  |  | Williamsport
| Early Replacement |  |  |  | Without Reverse Cycle | ≥ 28,000 | 9 | 9.4 | 9.9 | 10.3 |  | Multifamily (Common Areas) | 1395 | 654 | 577 | 769 | 1482 | 1647 | 1176 | 991 | 1052
| New Installation |  |  |  | With Reverse Cycle | < 6,000 | 9.8 | 9.3 | 10.8 | 10.2 |  | Office | 458 | 213 | 323 | 412 | 565 | 704 | 721 | 500 | 466
[5 empty] | With Reverse Cycle | 6,000 to 7,999 | 9.8 | 9.3 | 10.8 | 10.2 |  | Restaurant | 550 | 429 | 374 | 513 | 590 | 791 | 632 | 522 | 594
| Measure Life |  |  |  | With Reverse Cycle | 8,000 to 10,999 | 9.8 | 9.3 | 10.8 | 10.2 |  | Retail | 735 | 535 | 464 | 620 | 742 | 911 | 816 | 603 | 648
| 9 | Years |  |  | With Reverse Cycle | 11,000 to 13,999 | 9.8 | 9.3 | 10.8 | 10.2 |  | Warehouse - Other | 174 | 97 | 86 | 114 | 235 | 346 | 192 | 130 | 178 |  |  | Res Air Conditioner EFLH by City, PA TRM 2021 Appendix A
[5 empty] | With Reverse Cycle | 14,000 to 19,999 | 9.8 | 8.7 | 10.8 | 9.6 |  | Warehouse - Refrigerated | 3130 | 3048 | 3010 | 3080 | 3163 | 3200 | 3116 | 3094 | 3135 |  |  | Reference Location | EFLH_RAC or secondary zone EFLH_cool
|  | EFLH RAC:CAC conversion |  |  | With Reverse Cycle | 20,000 to 24,999 | 9.3 | 8.7 | 10.2 | 9.6 | [13 empty] | Allentown | 178.25
|  | 0.31 |  |  | With Reverse Cycle | 25,000 to 27,999 | 9.3 | 8.7 | 10.2 | 9.6 | [13 empty] | Binghamton, NY | 103.23
[5 empty] | With Reverse Cycle | ≥ 28,000 | 9.3 | 8.7 | 10.2 | 9.6 | [13 empty] | Bradford | 63.86
[5 empty] | Casement Only | < 6,000 | 9.5 | 9.5 | 10.5 | 10.5 | [13 empty] | Erie | 145.08
[5 empty] | Casement Only | 6,000 to 7,999 | 9.5 | 9.5 | 10.5 | 10.5 | [13 empty] | Harrisburg | 226.61
[5 empty] | Casement Only | 8,000 to 10,999 | 9.5 | 9.5 | 10.5 | 10.5 | [13 empty] | Philadelphia | 242.11
[5 empty] | Casement Only | 11,000 to 13,999 | 9.5 | 9.5 | 10.5 | 10.5 | [13 empty] | Pittsburgh | 168.64
[5 empty] | Casement Only | 14,000 to 19,999 | 9.5 | 9.5 | 10.5 | 10.5 | [13 empty] | Scranton | 146.94
[5 empty] | Casement Only | 20,000 to 24,999 | 9.5 | 9.5 | 10.5 | 10.5 | [13 empty] | Williamsport | 173.29
[5 empty] | Casement Only | 25,000 to 27,999 | 9.5 | 9.5 | 10.5 | 10.5 |  | Air Conditioner Demand CF by City and Building Type (Table 3-28 from PA TRM 2021, p 50)
[5 empty] | Casement Only | ≥ 28,000 | 9.5 | 9.5 | 10.5 | 10.5 |  | Space and/or Building Type | Allentown | Binghamton | Bradford | Erie | Harrisburg | Philadelphia | Pittsburgh | Scranton | Williamsport
[5 empty] | Casement-Slider | < 6,000 | 10.4 | 10.4 | 11.4 | 11.4 |  | Education - College/University | 0.48 | 0.4 | 0.37 | 0.38 | 0.48 | 0.51 | 0.48 | 0.45 | 0.49
[5 empty] | Casement-Slider | 6,000 to 7,999 | 10.4 | 10.4 | 11.4 | 11.4 |  | Education - Other | 0.12 | 0.09 | 0.07 | 0.09 | 0.18 | 0.19 | 0.18 | 0.13 | 0.15
[5 empty] | Casement-Slider | 8,000 to 10,999 | 10.4 | 10.4 | 11.4 | 11.4 |  | Grocery | 0.33 | 0.26 | 0.26 | 0.27 | 0.24 | 0.26 | 0.27 | 0.21 | 0.24
[5 empty] | Casement-Slider | 11,000 to 13,999 | 10.4 | 10.4 | 11.4 | 11.4 |  | Health - Hospital | 0.43 | 0.36 | 0.34 | 0.37 | 0.39 | 0.44 | 0.39 | 0.37 | 0.42
[5 empty] | Casement-Slider | 14,000 to 19,999 | 10.4 | 10.4 | 11.4 | 11.4 |  | Health - Other | 0.26 | 0.25 | 0.23 | 0.27 | 0.3 | 0.34 | 0.32 | 0.28 | 0.29
[5 empty] | Casement-Slider | 20,000 to 24,999 | 10.4 | 10.4 | 11.4 | 11.4 |  | Industrial Manufacturing | 0.51 | 0.37 | 0.33 | 0.39 | 0.55 | 0.6 | 0.53 | 0.45 | 0.48
[5 empty] | Casement-Slider | 25,000 to 27,999 | 10.4 | 10.4 | 11.4 | 11.4 |  | Institutional/Public Service | 0.53 | 0.38 | 0.34 | 0.45 | 0.6 | 0.72 | 0.56 | 0.48 | 0.52
[5 empty] | Casement-Slider | ≥ 28,000 | 10.4 | 10.4 | 11.4 | 11.4 |  | Lodging | 0.72 | 0.73 | 0.71 | 0.77 | 0.78 | 0.83 | 0.83 | 0.73 | 0.78
[12 empty] | Multifamily (Common Areas) | 0.48 | 0.48 | 0.48 | 0.48 | 0.48 | 0.48 | 0.48 | 0.48 | 0.48
[12 empty] | Office | 0.32 | 0.16 | 0.26 | 0.31 | 0.41 | 0.27 | 0.35 | 0.36 | 0.37
[12 empty] | Restaurant | 0.38 | 0.36 | 0.33 | 0.37 | 0.42 | 0.5 | 0.49 | 0.39 | 0.45
[12 empty] | Retail | 0.52 | 0.45 | 0.42 | 0.46 | 0.53 | 0.57 | 0.56 | 0.47 | 0.49
[12 empty] | Warehouse - Other | 0.18 | 0.11 | 0.1 | 0.13 | 0.24 | 0.3 | 0.23 | 0.15 | 0.2
[12 empty] | Warehouse - Refrigerated | 0.5 | 0.47 | 0.45 | 0.48 | 0.52 | 0.53 | 0.51 | 0.48 | 0.51
Note on V6: Sara Aaserud: converts the central AC EFLH to room AC EFLH

## Commercial Smart Thermostat
|  |  | Facility/Project Information |  |  |  |  | Equipment Information
Line | Measure |  | Installation Type* (drop down menu) | Facility Type* (Drop Down Menu) | Zip Code of Facility* (drop down menu) | City (lookup) |  | Thermostat Manufacturer* | Thermostat Model Number* | Equipment Cost (excluding Labor)* |  | Cooling Capacity* Btu/h |  | Heating Capacity of Heat Pump System Btu/h (if applicable) | Heating Capacity of Electric Furnace System Btu/h (if applicable) | ENERGY STAR ID | SEER of Cooling Equipment |  |  |  |  | Coincidence Factor | Annual Cooling Hours | Annual Heating Hours | Cooling Cap/1000 | Heating Cap/1000 (Heat pump) | Heating Cap/1000 (elec furnace) | ESFcool | ESFheat | SEER | EER | HSPF | Effduct | kWhcool | Dfelec Resistance | kWh heat (heat pump) | kWh heat (elec resistance) | Motor Horsepower | Motor Efficiency | kWh heat (gas furnace) | PDSF (peak demand savings factor relative to ESFcool) | Total kW Savings | Total Demand Savings (kW) | Cooling Energy Savings per unit (kWh) | Heating Energy Savings (kWh) | Total Energy Savings (kWh) | Uncapped Incentive | Total Incentive | Equipment Eligible for Incentives? | Measure Name | Measure ID
|  | Quantity* |  |  |  |  | Existing Thermostat Control Type* |  |  |  | Cooling System Type* |  | Heating System Type* |  |  |  |  | EER of Cooling Equipment | HSPF of Heat Pump (if applicable) | Gas Furnace Blower motor horsepower | Efficiency of furnace blower motor
Key |  | Quantity | ReplType | FacilityTypeFEPA |  |  |  | Manufacturer | Model | MeasureCost |  | CoolCap |  | HPHeatbtuh | FurnHeatbtu | energystar | SEER | EER | HSPF | HP | Effb | [20 empty] | NcpkW | CoinckW |  |  | kWh | UncapIncentive | CapIncentive | MeasureQualifies |  | ExternalID
1 | Smart Thermostat | [23 empty] | 0 | 0 | 0 | [5 empty] | 0.8 |  | 0.85 | 0 | 0 |  |  | 0 | 0.25 |  |  |  | 0 |  |  |  | Yes | Smart Thermostat | CI-CO-PR-IT-CT-000001-01-FEPA-CI
2 | Smart Thermostat | [23 empty] | 0 | 0 | 0 | [5 empty] | 0.8 |  | 0.85 | 0 | 0 |  |  | 0 | 0.25 |  |  |  | 0 |  |  |  | Yes | Smart Thermostat | CI-CO-PR-IT-CT-000001-01-FEPA-CI
3 | Smart Thermostat | [23 empty] | 0 | 0 | 0 | [5 empty] | 0.8 |  | 0.85 | 0 | 0 |  |  | 0 | 0.25 |  |  |  | 0 |  |  |  | Yes | Smart Thermostat | CI-CO-PR-IT-CT-000001-01-FEPA-CI
4 | Smart Thermostat | [23 empty] | 0 | 0 | 0 | [5 empty] | 0.8 |  | 0.85 | 0 | 0 |  |  | 0 | 0.25 |  |  |  | 0 |  |  |  | Yes | Smart Thermostat | CI-CO-PR-IT-CT-000001-01-FEPA-CI
5 | Smart Thermostat | [23 empty] | 0 | 0 | 0 | [5 empty] | 0.8 |  | 0.85 | 0 | 0 |  |  | 0 | 0.25 |  |  |  | 0 |  |  |  | Yes | Smart Thermostat | CI-CO-PR-IT-CT-000001-01-FEPA-CI
6 | Smart Thermostat | [23 empty] | 0 | 0 | 0 | [5 empty] | 0.8 |  | 0.85 | 0 | 0 |  |  | 0 | 0.25 |  |  |  | 0 |  |  |  | Yes | Smart Thermostat | CI-CO-PR-IT-CT-000001-01-FEPA-CI
|  | 0 | [40 empty] | 0 |  |  | 0 |  | 0
Coincident Factor
[6 empty] | Space and/or Building Type | Allentown | Binghamton | Bradford |  | Erie | Harrisburg | Philadelphia | Pittsburgh | Scranton | Williamsport
| Baseline | Cooling ESF | Heating ESF |  |  | Education - College/University | 0.48 | 0.4 | 0.37 |  | 0.38 | 0.48 | 0.51 | 0.48 | 0.45 | 0.49
| Manual | 6.94% | 6.525% |  |  | Education - Other | 0.12 | 0.09 | 0.07 |  | 0.09 | 0.18 | 0.19 | 0.18 | 0.13 | 0.15
| Conventional programmable | 4.94% | 4.525% |  |  | Grocery | 0.33 | 0.26 | 0.26 |  | 0.27 | 0.24 | 0.26 | 0.27 | 0.21 | 0.24
| Unknown | 6.18% | 5.765% |  |  | Health - Hospital | 0.43 | 0.36 | 0.34 |  | 0.37 | 0.39 | 0.44 | 0.39 | 0.37 | 0.42
[6 empty] | Health - Other | 0.26 | 0.25 | 0.23 |  | 0.27 | 0.3 | 0.34 | 0.32 | 0.28 | 0.29
| Term | Unit | Value | Sources |  | Industrial Manufacturing | 0.51 | 0.37 | 0.33 |  | 0.39 | 0.55 | 0.6 | 0.53 | 0.45 | 0.48
| CAPYcool, Capacity of air conditioning unit | kBTUhkBTUh | EDC Data Gathering of | EDC Data Gathering |  | Institutional/Public Service | 0.53 | 0.38 | 0.34 |  | 0.45 | 0.6 | 0.72 | 0.56 | 0.48 | 0.52
|  |  | Nameplate data |  |  | Lodging | 0.72 | 0.73 | 0.71 |  | 0.77 | 0.78 | 0.83 | 0.83 | 0.73 | 0.78
|  |  | Default = 30 / unit | 6 |  | Multifamily (Common Areas) | 0.48 | 0.48 | 0.48 |  | 0.48 | 0.48 | 0.48 | 0.48 | 0.48 | 0.48
| CAPYHP, Normal heat capacity of Heat Pump System. | kBTUhkBTUh | EDC Data Gathering of | EDC Data Gathering |  | Office | 0.32 | 0.16 | 0.26 |  | 0.31 | 0.41 | 0.27 | 0.35 | 0.36 | 0.37
|  |  | Nameplate Data |  |  | Restaurant | 0.38 | 0.36 | 0.33 |  | 0.37 | 0.42 | 0.5 | 0.49 | 0.39 | 0.45
|  |  | Default = 32 / unit | 6 |  | Retail | 0.52 | 0.45 | 0.42 |  | 0.46 | 0.53 | 0.57 | 0.56 | 0.47 | 0.49
| CAPYelecfurn, Normal heat capacity of Electric Furnace systems | kBTUhkBTUh | EDC Data Gathering of | EDC Data Gathering |  | Warehouse - Other | 0.18 | 0.11 | 0.1 |  | 0.13 | 0.24 | 0.3 | 0.23 | 0.15 | 0.2
|  |  | Nameplate data |  |  | Warehouse - Refrigerated | 0.5 | 0.47 | 0.45 |  | 0.48 | 0.52 | 0.53 | 0.51 | 0.48 | 0.51
|  |  | Default = 60.249 / unit | 6
| SEER, Seasonal Energy Efficiency Ratio | BTUW∙hBTUW∙h | EDC Data Gathering of | EDC Data Gathering |  | System Type | HP Motor | nMotor |  |  | New Equipment
|  |  | Nameplate data |  |  | Heat Pump | 0 | 0 |  |  | Early Replacement
|  |  | Default: CAC = 12.1 | 6, 14 |  | Electric Resistance | 0 | 0 |  |  | Replace on Failure
|  |  | Heat Pump = 13.5 |  |  | Gas Furnace | 0.5 | 50% |  |  | Retrofit
Ground Source Heat Pump = 17.4
| EER, Energy Efficiency Ratio | BTUW∙hBTUW∙h | EDC Data Gathering of Nameplate data | EDC Data Gathering |  | System Type | SEER | EER | HSPF
[6 empty] | Central Air Conditioner | 12.1 | 10.6
|  |  | Default: CAC = 10.6 | 6, 14 |  | Heat Pump | 13.5 | 11.4 | 8.2
|  |  | Heat Pump = 11.4 |  |  | Ground Source Heat Pump | 17.4 | 17.1 | 12.3
Ground Source Heat Pump = 17.1
| HSPFheat pump, Heating Seasonal Performance Factor of Heat Pump | BTUW∙hBTUW∙h | EDC Data Gathering of | EDC Data Gathering |  |  | Measure Name | Reporting Name | External ID
|  |  | Nameplate data |  |  |  | Smart Thermostat | Smart Thermostat | CI-CO-PR-IT-CT-000001-01-FEPA-CI
|  |  | Heat Pump Default = 8.2 | 6, 14
Ground Source Heat Pump = 12.3
| Effduct, Duct System Efficiency | None | 0.8 | 16
| EFLHcool, Equivalent Full Load Hours for Cooling | hoursyrhoursyr | See Table 3-27 in Vol. 3 | 2,4,5
| EFLHheat, Equivalent Full Load Hours for Heating | hoursyrhoursyr | See Table 3-29 in Vol. 3 | 2,4,5
| HPmotor, Gas furnace blower motor horsepower | Hp | EDC Data Gathering of | EDC Data Gathering
Nameplate data
|  |  | Default = ½ | Average blower motor capacity for gas furnace (typical range = ¼ hp to ¾ hp)
| ηmotor, Efficiency of furnace blower motor | % | EDC Data Gathering | Typical efficiency of ½ hp blower motor
Default = 50%
| %Programmable, % central AC systems with a programmable thermostat | None | EDC Data Gathering | EDC Data Gathering
|  |  | Default = 38% | 1
| %Manual, % central AC systems with a manual thermostat | None | EDC Data Gathering | EDC Data Gathering
|  |  | Default = 62% | 1
| ESFcool, cooling energy saving factor | None | See Table 2 | Composite of multiple sources
| ESFheat, heating energy saving factor | None | See Table 2 | Composite of multiple sources
| CF, Demand Coincidence Factor | Proportion | See Table 3-28 in Vol. 3 | 2,3
| DFelecresistance, Derate Factor for Electric Resistance Heating Systems | None | 0.85 | Professional Judgement
| PDSF, peak demand savings factor relative to ESFcool | None | 0.25 | Professional Judgement
ENERGY STAR®-certified connected thermostats may replace either a manual thermostat or a conventional programmable thermostat. The energy savings assume an existing ducted HVAC system with either a heat pump, fossil fuel heating with central AC, or an electric furnace with central AC. CT or line voltage thermostats controlling radiant floor heating or window type air conditioning units are not eligible. Must be installed in a nonresidential facility with central cooling or heating or line voltage heating provided that professional installers use aftermarket transformers to step down the line voltage to 24V. Eligible HVAC systems must be single-zone and <65 kBtu/h for cooling systems and <225 kBtu/h for heating systems.
ENERGY STAR® Certified Connected Thermostats
← Return to Project Summary
Note on S7: If unavailable, leave blank
Note on T8: If unavailable, leave blank
Note on U8: If unavailable, leave blank
Note on V8: If unavailable, leave blank
Note on W8: If unavailable, leave blank

## Lookup Tables (hidden)
FirstEnergy Pennsylvania HVAC Calculator Lookup Tables
Calculator Version |  | 5
| ZCTA | Reference Location | Project Type | Annual Cooling Hours - EFLH by City and Building Type (Table 3-27 from PA TRM 2021, p 49) | [9 empty] | Annual Heating Hours - EFLH by City and Building Type (Table 3-29 from PA TRM 2021, p 51) | [9 empty] | Cooling CF by City and Building Type (Table 3-28 from PA TRM 2021, p 50) | [9 empty] | Air Cooled Electric Chillers
| 15001 | Pittsburgh | Replacement | Building Type | Allentown | Binghamton | Bradford | Erie | Harrisburg | Philadelphia | Pittsburgh | Scranton | Williamsport | Building Type | Allentown | Binghamton | Bradford | Erie | Harrisburg | Philadelphia | Pittsburgh | Scranton | Williamsport | Building Type | Allentown | Binghamton | Bradford | Erie | Harrisburg | Philadelphia | Pittsburgh | Scranton | Williamsport |  |  | Baseline Efficiencies [IECC 2009] (kWh/ton) |  |  |  | Program Minimum Efficiencies (kWh/ton)
| 15003 | Pittsburgh | New Construction | Education - College/University | 640 | 440 | 369 | 478 | 657 | 734 | 594 | 533 | 595 | Education - College/University | 719 | 984 | 1078 | 857 | 552 | 464 | 651 | 824 | 655 | Education - College/University | 0.48 | 0.4 | 0.37 | 0.38 | 0.48 | 0.51 | 0.48 | 0.45 | 0.49 |  |  | Full Load (Path A) |  | Part Load (Path B) |  | Full Load (Path A) |  | Part Load (Path B)
| 15004 | Pittsburgh |  | Education - Other | 267 | 163 | 139 | 185 | 310 | 345 | 273 | 217 | 239 | Education - Other | 636 | 910 | 1018 | 666 | 741 | 646 | 884 | 925 | 655 | Education - Other | 0.12 | 0.09 | 0.07 | 0.09 | 0.18 | 0.19 | 0.18 | 0.13 | 0.15 | Equipment Description | Cooling Capacities | Full Load | IPLV | Full Load | IPLV | Full Load | IPLV | Full Load | IPLV
| 15005 | Pittsburgh |  | Grocery | 654 | 542 | 542 | 636 | 453 | 536 | 638 | 434 | 442 | Grocery | 733 | 1068 | 1068 | 534 | 1269 | 1217 | 564 | 1737 | 1419 | Grocery | 0.33 | 0.26 | 0.26 | 0.27 | 0.24 | 0.26 | 0.27 | 0.21 | 0.24 | Reciprocating/Positive Displacement | < 75 tons | 0.78 | 0.63 | 0.8 | 0.6 | 0.702 | 0.567 | 0.72 | 0.54
| 15006 | Pittsburgh |  | Health - Hospital | 1030 | 977 | 977 | 1038 | 892 | 1059 | 788 | 1022 | 1013 | Health - Hospital | 147 | 81 | 71 | 95 | 361 | 345 | 418 | 106 | 154 | Health - Hospital | 0.43 | 0.36 | 0.34 | 0.37 | 0.39 | 0.44 | 0.39 | 0.37 | 0.42 | Reciprocating/Positive Displacement | ≥ 75 tons and < 150 tons | 0.775 | 0.615 | 0.79 | 0.586 | 0.6975 | 0.5535 | 0.711 | 0.5274
| 15007 | Pittsburgh |  | Health - Other | 477 | 397 | 350 | 481 | 540 | 684 | 511 | 467 | 476 | Health - Other | 944 | 1432 | 1630 | 1304 | 854 | 805 | 1023 | 1193 | 958 | Health - Other | 0.26 | 0.25 | 0.23 | 0.27 | 0.3 | 0.34 | 0.32 | 0.28 | 0.29 | Reciprocating/Positive Displacement | ≥ 150 tons and < 300 tons | 0.68 | 0.58 | 0.718 | 0.54 | 0.612 | 0.522 | 0.6462 | 0.486
| 15009 | Pittsburgh |  | Industrial Manufacturing | 570 | 361 | 309 | 411 | 616 | 682 | 530 | 445 | 478 | Industrial Manufacturing | 406 | 500 | 568 | 473 | 374 | 339 | 400 | 441 | 346 | Industrial Manufacturing | 0.51 | 0.37 | 0.33 | 0.39 | 0.55 | 0.6 | 0.53 | 0.45 | 0.48 | Reciprocating/Positive Displacement | ≥ 300 tons | 0.62 | 0.54 | 0.639 | 0.49 | 0.558 | 0.486 | 0.5751 | 0.441
| 15010 | Pittsburgh |  | Institutional/Public Service | 753 | 516 | 455 | 607 | 820 | 1087 | 706 | 629 | 685 | Institutional/Public Service | 1178 | 1489 | 1719 | 1437 | 1098 | 1121 | 1163 | 1401 | 1066 | Institutional/Public Service | 0.53 | 0.38 | 0.34 | 0.45 | 0.6 | 0.72 | 0.56 | 0.48 | 0.52 | Centrifugal | < 150 tons | 0.634 | 0.596 | 0.639 | 0.45 | 0.5706 | 0.5364 | 0.5751 | 0.405
| 15012 | Pittsburgh |  | Lodging | 1386 | 1205 | 1084 | 1392 | 1523 | 1732 | 1478 | 1348 | 1384 | Lodging | 2371 | 3219 | 3846 | 3077 | 2159 | 2017 | 2411 | 2591 | 2403 | Lodging | 0.72 | 0.73 | 0.71 | 0.77 | 0.78 | 0.83 | 0.83 | 0.73 | 0.78 | Centrifugal | ≥ 150 tons and < 300 tons | 0.634 | 0.596 | 0.639 | 0.45 | 0.5706 | 0.5364 | 0.5751 | 0.405
| 15014 | Pittsburgh |  | Multifamily (Common Areas) | 1395 | 654 | 577 | 769 | 1482 | 1647 | 1176 | 991 | 1052 | Multifamily (Common Areas) | 277 | 320 | 354 | 322 | 263 | 259 | 264 | 281 | 278 | Multifamily (Common Areas) | 0.48 | 0.48 | 0.48 | 0.48 | 0.48 | 0.48 | 0.48 | 0.48 | 0.48 | Centrifugal | ≥ 300 tons and < 600 tons | 0.576 | 0.549 | 0.6 | 0.4 | 0.5184 | 0.4941 | 0.54 | 0.36
| 15015 | Pittsburgh |  | Office | 458 | 213 | 323 | 412 | 565 | 704 | 721 | 500 | 466 | Office | 321 | 159 | 527 | 422 | 330 | 281 | 344 | 329 | 340 | Office | 0.32 | 0.16 | 0.26 | 0.31 | 0.41 | 0.27 | 0.35 | 0.36 | 0.37 | Centrifugal | ≥ 600 tons | 0.57 | 0.539 | 0.59 | 0.4 | 0.513 | 0.4851 | 0.531 | 0.36
| 15017 | Pittsburgh |  | Restaurant | 550 | 429 | 374 | 513 | 590 | 791 | 632 | 522 | 594 | Restaurant | 1151 | 1865 | 2109 | 1687 | 1040 | 993 | 1340 | 1501 | 1241 | Restaurant | 0.38 | 0.36 | 0.33 | 0.37 | 0.42 | 0.5 | 0.49 | 0.39 | 0.45
| 15018 | Pittsburgh |  | Retail | 735 | 535 | 464 | 620 | 742 | 911 | 816 | 603 | 648 | Retail | 809 | 1085 | 1221 | 980 | 648 | 632 | 781 | 855 | 675 | Retail | 0.52 | 0.45 | 0.42 | 0.46 | 0.53 | 0.57 | 0.56 | 0.47 | 0.49
| 15019 | Pittsburgh |  | Warehouse - Other | 174 | 97 | 86 | 114 | 235 | 346 | 192 | 130 | 178 | Warehouse - Other | 847 | 1108 | 1258 | 1114 | 843 | 900 | 978 | 1008 | 800 | Warehouse - Other | 0.18 | 0.11 | 0.1 | 0.13 | 0.24 | 0.3 | 0.23 | 0.15 | 0.2 | Split and Packaged Air Conditioners
| 15020 | Pittsburgh |  | Warehouse - Refrigerated | 3130 | 3048 | 3010 | 3080 | 3163 | 3200 | 3116 | 3094 | 3135 | Warehouse - Refrigerated | 363 | 613 | 668 | 534 | 307 | 222 | 409 | 439 | 328 | Warehouse - Refrigerated | 0.5 | 0.47 | 0.45 | 0.48 | 0.52 | 0.53 | 0.51 | 0.48 | 0.51 |  |  | Baseline [IECC 2009] |  |  | Program Minimums [10% above base]
| 15021 | Pittsburgh
| 15022 | Pittsburgh | [31 empty] | Equipment Description | Cooling Capacities | SEERbase | EERbase | IEERbase | SEER | EER | IEER
| 15024 | Pittsburgh | [31 empty] | Air Cooled | < 65,000 Btu/h (5.4 tons) 16 SEER | 13 | - | - | 16 | 13 | -
| 15025 | Pittsburgh | [31 empty] | Air Cooled | < 65,000 Btu/h (5.4 tons) 18 SEER | 13 | - | - | 18 | 13 | -
| 15026 | Pittsburgh | [31 empty] | Air Cooled | ≥ 65,000 Btu/h (5.4 tons) and < 135,000 Btu/h (11.25 tons) | - | 11.2 | 11.4 | - | 12.32 | 12.54
| 15027 | Pittsburgh | [31 empty] | Air Cooled | ≥ 135,000 Btu/h (11.25 tons) and < 240,000 Btu/h (20 tons) | - | 11 | 11.2 | - | 12.1 | 12.32
| 15028 | Pittsburgh | [31 empty] | Air Cooled | ≥ 240,000 Btu/h (20 tons) and < 760,000 Btu/h (63.33 tons) | - | 10 | 10.1 | - | 11 | 11.11
| 15030 | Pittsburgh | [31 empty] | Air Cooled | ≥ 760,000 Btu/h (63.33 tons) | - | 9.7 | 9.8 | - | 10.67 | 10.78
| 15031 | Pittsburgh | [31 empty] | Water Cooled | < 65,000 Btu/h (5.4 tons) 16 SEER | 13.92 | 12.1 | 12.3 | 16 | 13.31 | -
| 15032 | Pittsburgh | [31 empty] | Water Cooled | < 65,000 Btu/h (5.4 tons) 18 SEER | 13.92 | 12.1 | 12.3 | 18 | 13.31 | -
| 15033 | Pittsburgh |  | Annual Cooling Hours - Electric Chiller EFLHcool by City and Building Type (Table 3-32 from PA TRM 2021, p 56) | [29 empty] | Water Cooled | ≥ 65,000 Btu/h (5.4 tons) and < 135,000 Btu/h (11.25 tons) | - | 12.1 | 12.3 | - | 13.31 | 13.53
| 15034 | Pittsburgh |  | Building Type | Allentown | Binghamton | Bradford | Erie | Harrisburg | Philadelphia | Pittsburgh | Scranton | Williamsport | [20 empty] | Water Cooled | ≥ 135,000 Btu/h (11.25 tons) and < 240,000 Btu/h (20 tons) | - | 12.5 | 12.7 | - | 13.75 | 13.97
| 15035 | Pittsburgh |  | Education - College/University | 665 | 416 | 368 | 490 | 696 | 770 | 600 | 524 | 619 | [20 empty] | Water Cooled | ≥ 240,000 Btu/h (20 tons) and < 760,000 Btu/h (63.33 tons) | - | 12.4 | 12.6 | - | 13.64 | 13.86
| 15036 | Pittsburgh |  | Education - Other | 275 | 182 | 161 | 214 | 344 | 389 | 282 | 244 | 316 | [20 empty] | Water Cooled | ≥ 760,000 Btu/h (63.33 tons) | - | 11 | 11.1 | - | 12.1 | 12.21
| 15037 | Pittsburgh |  | Health - Hospital | 1240 | 935 | 825 | 1100 | 1362 | 1556 | 1185 | 1134 | 1208 | Not Applicable | [19 empty] | Evaporatively Cooled | < 65,000 Btu/h (5.4 tons) 16 SEER | 13.92 | 12.1 | 12.3 | 16 | 13.31 | -
| 15038 | Pittsburgh |  | Health - Other | 459 | 347 | 306 | 408 | 520 | 622 | 472 | 418 | 462 | [20 empty] | Evaporatively Cooled | < 65,000 Btu/h (5.4 tons) 18 SEER | 13.92 | 12.1 | 12.3 | 18 | 13.31 | -
| 15042 | Pittsburgh |  | Industrial Manufacturing | 708 | 449 | 395 | 527 | 700 | 780 | 631 | 574 | 614 | [20 empty] | Evaporatively Cooled | ≥ 65,000 Btu/h (5.4 tons) and < 135,000 Btu/h (11.25 tons) | - | 12.1 | 12.3 | - | 13.31 | 13.53
| 15043 | Pittsburgh |  | Lodging | 1397 | 1178 | 988 | 1317 | 1511 | 1654 | 1432 | 1352 | 1415 | Pump Motor Type | [19 empty] | Evaporatively Cooled | ≥ 135,000 Btu/h (11.25 tons) and < 240,000 Btu/h (20 tons) | - | 12 | 12.2 | - | 13.2 | 13.42
| 15044 | Pittsburgh |  | Office | 446 | 334 | 295 | 393 | 521 | 586 | 443 | 410 | 453 | TEFC | [19 empty] | Evaporatively Cooled | ≥ 240,000 Btu/h (20 tons) and < 760,000 Btu/h (63.33 tons) | - | 11.9 | 12.1 | - | 13.09 | 13.31
| 15045 | Pittsburgh |  | Retail | 749 | 518 | 457 | 609 | 836 | 897 | 699 | 659 | 742 | ODP | [19 empty] | Evaporatively Cooled | ≥ 760,000 Btu/h (63.33 tons) | - | 11 | 11.1 | - | 12.1 | 12.21
| 15046 | Pittsburgh
| 15047 | Pittsburgh | [11 empty] | Pump Motor Speed (RPM)
| 15049 | Pittsburgh | [11 empty] | 900 | [19 empty] | Heat Pumps
| 15050 | Pittsburgh | [11 empty] | 1200 | [22 empty] | Baseline [IECC 2009] |  |  |  |  | Retrofit Any Tech Other Than Ground, GW Source, or Water Source |  | New Construction Baseline |  | Program Minimums
| 15051 | Pittsburgh |  | Electric Chiller CFs by City and Building Type (Table 3-33 from PA TRM 2021, p 56) | [9 empty] | 1800
| 15052 | Pittsburgh |  | Building Type | Allentown | Binghamton | Bradford | Erie | Harrisburg | Philadelphia | Pittsburgh | Scranton | Williamsport | 3600 | [19 empty] | Equipment Description | Cooling Capacities | IEER | SEERbase | EERbase | IEERbase | HSPFbase | COPbase | SEERbase | COPbase | EERbase | COPbase | SEER | EER | IEER | HSPF | COP
| 15053 | Pittsburgh |  | Education - College/University | 0.42 | 0.28 | 0.23 | 0.31 | 0.43 | 0.46 | 0.41 | 0.34 | 0.4 | [20 empty] | Air Source | < 65,000 Btu/h (5.4 tons) 16 SEER 9.0 HSPF | - | 13 | - | - | 7.7 | - | - | - | - | - | 16 | - | - | 9 | -
| 15054 | Pittsburgh |  | Education - Other | 0.11 | 0.08 | 0.07 | 0.09 | 0.18 | 0.18 | 0.17 | 0.12 | 0.17 | [20 empty] | Air Source | < 65,000 Btu/h (5.4 tons) 18 SEER 10.0 HSPF | - | 13 | - | - | 7.7 | - | - | - | - | - | 18 | - | - | 10 | -
| 15055 | Pittsburgh |  | Health - Hospital | 0.5 | 0.45 | 0.42 | 0.48 | 0.5 | 0.54 | 0.48 | 0.48 | 0.5 | [20 empty] | Air Source | ≥ 65,000 Btu/h (5.4 tons) and < 135,000 Btu/h (11.25 tons) | - | - | 11 | 11.2 | - | 3.3 | - | - | - | - | - | 11 | 11.2 | - | 3.63
| 15056 | Pittsburgh |  | Health - Other | 0.24 | 0.2 | 0.16 | 0.22 | 0.28 | 0.3 | 0.28 | 0.23 | 0.26 | [20 empty] | Air Source | ≥ 135,000 Btu/h (11.25 tons) and < 240,000 Btu/h (20 tons) | - | - | 10.6 | 10.7 | - | 3.2 | - | - | - | - | - | 10.6 | 10.7 | - | 3.52
| 15057 | Pittsburgh |  | Industrial Manufacturing | 0.53 | 0.41 | 0.33 | 0.43 | 0.53 | 0.58 | 0.54 | 0.48 | 0.5 | [20 empty] | Air Source | ≥ 240,000 Btu/h (20 tons) | - | - | 9.5 | 9.6 | - | 3.2 | - | - | - | - | - | 9.5 | 9.6 | - | 3.52
| 15059 | Pittsburgh |  | Lodging | 0.62 | 0.59 | 0.54 | 0.61 | 0.68 | 0.69 | 0.71 | 0.6 | 0.68 | [20 empty] | Water Source | < 17,000 Btu/h (1.42 tons) | - | - | 11.2 | - | - | 4.2 | - | - | 11.3 | 2.2567 | - | 12.32 | - | - | 4.62
| 15060 | Pittsburgh |  | Office | 0.29 | 0.24 | 0.21 | 0.27 | 0.35 | 0.23 | 0.32 | 0.29 | 0.32 | [20 empty] | Water Source | ≥ 17,000 Btu/h (1.42 tons) | - | - | 12 | - | - | 4.2 | - | - | 11.3 | 2.2567 | - | 13.2 | - | - | 4.62
| 15061 | Pittsburgh |  | Retail | 0.46 | 0.34 | 0.28 | 0.38 | 0.54 | 0.55 | 0.48 | 0.43 | 0.48 | [20 empty] | Ground Source | < 65,000 Btu/h (5 tons) | - | 15.4159 | 13.4 | - | 10.5772 | 3.1 | 13 | 2.2567 | 13 | 3.3 | 18.4071 | 16 | - | 11.6008 | 3.4
| 15062 | Pittsburgh | [31 empty] | Ground Source | ≥ 65,000 Btu/h (5 tons) and < 135,000 Btu/h (11.25 tons) | - | 15.4159 | 13.4 | - | 10.5772 | 3.1 | 11 | 2.2567 | 11 | 3.3 | 19.6726 | 17.1 | - | 11.6349 | 3.41
| 15063 | Pittsburgh | [31 empty] | Ground Water Source | < 65,000 Btu/h (5 tons) | - | 18.6372 | 16.2 | - | 12.2832 | 3.6 | 13 | 2.2567 | 13 | 3.3 | 18.4071 | 16 | - | 13.648 | 4
| 15064 | Pittsburgh | [31 empty] | Ground Water Source | ≥ 65,000 Btu/h (5 tons) and < 135,000 Btu/h (11.25 tons) | - | 18.6372 | 16.2 | - | 12.2832 | 3.6 | 11 | 2.2567 | 11 | 3.3 | 19.6726 | 17.1 | - | 13.5115 | 3.96
| 15065 | Pittsburgh
| 15066 | Pittsburgh |  | Motor HP | Pump Eff. ƞpump | TEFC | ODP | TEFC | ODP | TEFC | ODP | TEFC | ODP
| 15067 | Pittsburgh |  |  |  | 900 | 900 | 1200 | 1200 | 1800 | 1800 | 3600 | 3600 | [20 empty] | Ductless Mini Split Heat Pumps
| 15068 | Pittsburgh |  | 1 | 65 | 0.755 | 0.755 | 0.825 | 0.82 | 0.855 | 0.855 | 0.77 | 0.77 | [22 empty] | Baseline | [11 empty] | Program Minimums
| 15069 | Pittsburgh |  | 1.5 | 65 | 0.785 | 0.77 | 0.875 | 0.865 | 0.865 | 0.865 | 0.84 | 0.84 | [22 empty] | Standard DHP | ASHP | Central AC | Room AC | PTAC Retrofit | Standard DHP | ASHP | Electric Resistance | Electric Furnace | Gas Heat | No Heat | PTHP Retrofit
| 15071 | Pittsburgh |  | 2 | 65 | 0.84 | 0.865 | 0.885 | 0.875 | 0.865 | 0.865 | 0.855 | 0.855 | [20 empty] | Equipment Description | Cooling Capacities | SEERbase | SEERbase | SEERbase | SEERbase | SEERbase | HSPFbase | HSPFbase | HSPFbase | HSPFbase | HSPFbase | HSPFbase | HSPFbase | SEER | EER | HSPF
| 15072 | Pittsburgh |  | 3 | 67 | 0.855 | 0.875 | 0.895 | 0.885 | 0.895 | 0.895 | 0.865 | 0.855 | [20 empty] | Single Zone | Heat Pumps - Single Zone Ductless Mini-Split | 13 | 13 | 13 | 11.3 | (10.9-(0.213 x Cap/1000))*13/11.3) | 7.7 | 7.7 | 3.412 | 3.241 | 3.413 | 3.413 | (2.9-(0.026 x Cap/1000))*3.412 | 14.5 | 12 | 10
| 15074 | Pittsburgh |  | 5 | 70 | 0.865 | 0.885 | 0.895 | 0.895 | 0.895 | 0.895 | 0.885 | 0.865 | [20 empty] | Multi-Zone | Heat Pumps - Multi Zone Ductless Mini-Split | 13 | 13 | 13 | 11.3 | (10.9-(0.213 x Cap/1000))*13/11.3) | 7.7 | 7.7 | 3.412 | 3.241 | 3.413 | 3.413 | (2.9-(0.026 x Cap/1000))*3.412 | 14.5 | 12 | 10
| 15075 | Pittsburgh |  | 7.5 | 73 | 0.865 | 0.895 | 0.91 | 0.902 | 0.917 | 0.91 | 0.895 | 0.885
| 15076 | Pittsburgh |  | 10 | 75 | 0.895 | 0.902 | 0.91 | 0.917 | 0.917 | 0.917 | 0.902 | 0.895
| 15077 | Pittsburgh |  | 15 | 77 | 0.895 | 0.902 | 0.917 | 0.917 | 0.924 | 0.93 | 0.91 | 0.902
| 15078 | Pittsburgh |  | 20 | 77 | 0.902 | 0.91 | 0.917 | 0.924 | 0.93 | 0.93 | 0.91 | 0.91
| 15081 | Pittsburgh
| 15082 | Pittsburgh
| 15083 | Pittsburgh
| 15084 | Pittsburgh |  | Sodexo Measure Name | eO friendly Name | Measure ID |  | FE Reporting Categories
| 15085 | Pittsburgh |  | Packaged/Split AC Units - Air Cooled < 65,000 Btu/h (5.4 tons) 16 SEER | Packaged/Split AC Units - Air Cooled LT 65,000 Btu/h (5.4 tons) 16 SEER | FEPA-72 |  | Air Conditioning - Level 1 <= 5.4 Tons
| 15086 | Pittsburgh |  | Packaged/Split AC Units - Air Cooled < 65,000 Btu/h (5.4 tons) 18 SEER | Packaged/Split AC Units - Air Cooled LT 65,000 Btu/h (5.4 tons) 18 SEER | FEPA-73 |  | Air Conditioning - Level 2 <= 5.4 Tons
| 15087 | Pittsburgh |  | Packaged/Split AC Units - Air Cooled ≥ 65,000 Btu/h (5.4 tons) and < 135,000 Btu/h (11.25 tons) | Packaged/Split AC Units - Air Cooled GTE 65,000 Btu/h (5.4 tons) and LT 135,000 Btu/h (11.25 tons) | FEPA-74 |  | Air Conditioning - Level 1 > 5.4 < 20 Tons
| 15088 | Pittsburgh |  | Packaged/Split AC Units - Air Cooled ≥ 135,000 Btu/h (11.25 tons) and < 240,000 Btu/h (20 tons) | Packaged/Split AC Units - Air Cooled GTE 135,000 Btu/h (11.25 tons) and LT 240,000 Btu/h (20 tons) | FEPA-75 |  | Air Conditioning - Level 1 ≥ 20 Tons
| 15089 | Pittsburgh |  | Packaged/Split AC Units - Air Cooled ≥ 240,000 Btu/h (20 tons) and < 760,000 Btu/h (63.33 tons) | Packaged/Split AC Units - Air Cooled GTE 240,000 Btu/h (20 tons) and LT 760,000 Btu/h (63.33 tons) | FEPA-76 |  | Chiller - Water Cooled w Full Load - Level 1
| 15090 | Pittsburgh |  | Packaged/Split AC Units - Air Cooled ≥ 760,000 Btu/h (63.33 tons) | Packaged/Split AC Units - Air Cooled GTE 760,000 Btu/h (63.33 tons) | FEPA-77 |  | Heat Pumps - Level 1 <= 5.4 Tons
| 15091 | Pittsburgh |  | Packaged/Split AC Units - Water Cooled < 65,000 Btu/h (5.4 tons) 16 SEER | Packaged/Split AC Units - Water Cooled LT 65,000 Btu/h (5.4 tons) 16 SEER | FEPA-78 |  | Heat Pumps - Level 2 <= 5.4 Tons
| 15095 | Pittsburgh |  | Packaged/Split AC Units - Water Cooled < 65,000 Btu/h (5.4 tons) 18 SEER | Packaged/Split AC Units - Water Cooled LT 65,000 Btu/h (5.4 tons) 18 SEER | FEPA-79 |  | Heat Pumps - Level 1 > 5.4 Tons
| 15096 | Pittsburgh |  | Packaged/Split AC Units - Water Cooled ≥ 65,000 Btu/h (5.4 tons) and < 135,000 Btu/h (11.25 tons) | Packaged/Split AC Units - Water Cooled GTE 65,000 Btu/h (5.4 tons) and LT 135,000 Btu/h (11.25 tons) | FEPA-80 |  | Heat Pumps - Water and Geothermal - Energy Star Tier 3
| 15101 | Pittsburgh |  | Packaged/Split AC Units - Water Cooled ≥ 135,000 Btu/h (11.25 tons) and < 240,000 Btu/h (20 tons) | Packaged/Split AC Units - Water Cooled GTE 135,000 Btu/h (11.25 tons) and LT 240,000 Btu/h (20 tons) | FEPA-81 |  | Ductless Mini-Split Heat Pump - Level 3
| 15102 | Pittsburgh |  | Packaged/Split AC Units - Water Cooled ≥ 240,000 Btu/h (20 tons) and < 760,000 Btu/h (63.33 tons) | Packaged/Split AC Units - Water Cooled GTE 240,000 Btu/h (20 tons) and LT 760,000 Btu/h (63.33 tons) | FEPA-82 |  | PTAC
| 15104 | Pittsburgh |  | Packaged/Split AC Units - Water Cooled ≥ 760,000 Btu/h (63.33 tons) | Packaged/Split AC Units - Water Cooled GTE 760,000 Btu/h (63.33 tons) | FEPA-83 |  | PTHP
| 15106 | Pittsburgh |  | Packaged/Split AC Units - Evaporatively Cooled < 65,000 Btu/h (5.4 tons) 16 SEER | Packaged/Split AC Units - Evaporatively Cooled LT 65,000 Btu/h (5.4 tons) 16 SEER | FEPA-900 |  | Custom - HVAC & Chillers
| 15108 | Pittsburgh |  | Packaged/Split AC Units - Evaporatively Cooled < 65,000 Btu/h (5.4 tons) 18 SEER | Packaged/Split AC Units - Evaporatively Cooled LT 65,000 Btu/h (5.4 tons) 18 SEER | FEPA-901
| 15110 | Pittsburgh |  | Packaged/Split AC Units - Evaporatively Cooled ≥ 65,000 Btu/h (5.4 tons) and < 135,000 Btu/h (11.25 tons) | Packaged/Split AC Units - Evaporatively Cooled GTE 65,000 Btu/h (5.4 tons) and LT 135,000 Btu/h (11.25 tons) | FEPA-902
| 15112 | Pittsburgh |  | Packaged/Split AC Units - Evaporatively Cooled ≥ 135,000 Btu/h (11.25 tons) and < 240,000 Btu/h (20 tons) | Packaged/Split AC Units - Evaporatively Cooled GTE 135,000 Btu/h (11.25 tons) and LT 240,000 Btu/h (20 tons) | FEPA-903
| 15116 | Pittsburgh |  | Packaged/Split AC Units - Evaporatively Cooled ≥ 240,000 Btu/h (20 tons) and < 760,000 Btu/h (63.33 tons) | Packaged/Split AC Units - Evaporatively Cooled GTE 240,000 Btu/h (20 tons) and LT 760,000 Btu/h (63.33 tons) | FEPA-904
| 15120 | Pittsburgh |  | Packaged/Split AC Units - Evaporatively Cooled ≥ 760,000 Btu/h (63.33 tons) | Packaged/Split AC Units - Evaporatively Cooled GTE 760,000 Btu/h (63.33 tons) | FEPA-905
| 15122 | Pittsburgh |  | Electric Chillers - Water Cooled - Reciprocating/Positive Displacement < 75 tons | Electric Chillers - Water Cooled - Reciprocating/Positive Displacement LT 75 tons | FEPA-86
| 15123 | Pittsburgh |  | Electric Chillers - Water Cooled - Reciprocating/Positive Displacement ≥ 75 tons and < 150 tons | Electric Chillers - Water Cooled - Reciprocating/Positive Displacement GTE 75 tons and LT 150 tons | FEPA-87
| 15126 | Pittsburgh |  | Electric Chillers - Water Cooled - Reciprocating/Positive Displacement ≥ 150 tons and < 300 tons | Electric Chillers - Water Cooled - Reciprocating/Positive Displacement GTE 150 tons and LT 300 tons | FEPA-88
| 15127 | Pittsburgh |  | Electric Chillers - Water Cooled - Reciprocating/Positive Displacement ≥ 300 tons | Electric Chillers - Water Cooled - Reciprocating/Positive Displacement GTE 300 tons | FEPA-89
| 15129 | Pittsburgh |  | Electric Chillers - Water Cooled - Centrifugal < 150 tons | Electric Chillers - Water Cooled - Centrifugal LT 150 tons | FEPA-90
| 15130 | Pittsburgh |  | Electric Chillers - Water Cooled - Centrifugal ≥ 150 tons and < 300 tons | Electric Chillers - Water Cooled - Centrifugal GTE 150 tons and LT 300 tons | FEPA-91
| 15131 | Pittsburgh |  | Electric Chillers - Water Cooled - Centrifugal ≥ 300 tons and < 600 tons | Electric Chillers - Water Cooled - Centrifugal GTE 300 tons and LT 600 tons | FEPA-92
| 15132 | Pittsburgh |  | Electric Chillers - Water Cooled - Centrifugal ≥ 600 tons | Electric Chillers - Water Cooled - Centrifugal GTE 600 tons | FEPA-93
| 15133 | Pittsburgh |  | Heat Pumps - Air Source < 65,000 Btu/h (5.4 tons) 16 SEER 9.0 HSPF | Heat Pumps - Air Source LT 65,000 Btu/h (5.4 tons) 16 SEER 9.0 HSPF | FEPA-94
| 15134 | Pittsburgh |  | Heat Pumps - Air Source < 65,000 Btu/h (5.4 tons) 18 SEER 10.0 HSPF | Heat Pumps - Air Source LT 65,000 Btu/h (5.4 tons) 18 SEER 10.0 HSPF | FEPA-95
| 15135 | Pittsburgh |  | Heat Pumps - Air Source ≥ 65,000 Btu/h (5.4 tons) and < 135,000 Btu/h (11.25 tons) | Heat Pumps - Air Source GTE 65,000 Btu/h (5.4 tons) and LT 135,000 Btu/h (11.25 tons) | FEPA-96
| 15136 | Pittsburgh |  | Heat Pumps - Air Source ≥ 135,000 Btu/h (11.25 tons) and < 240,000 Btu/h (20 tons) | Heat Pumps - Air Source GTE 135,000 Btu/h (11.25 tons) and LT 240,000 Btu/h (20 tons) | FEPA-97
| 15137 | Pittsburgh |  | Heat Pumps - Air Source ≥ 240,000 Btu/h (20 tons) | Heat Pumps - Air Source GTE 240,000 Btu/h (20 tons) | FEPA-98
| 15139 | Pittsburgh |  | Heat Pumps - Water Source < 17,000 Btu/h (1.42 tons) | Heat Pumps - Water Source LT 17,000 Btu/h (1.42 tons) | FEPA-99
| 15140 | Pittsburgh |  | Heat Pumps - Water Source ≥ 17,000 Btu/h (1.42 tons) | Heat Pumps - Water Source GTE 17,000 Btu/h (1.42 tons) | FEPA-100
| 15142 | Pittsburgh |  | Heat Pumps - Ground Source < 65,000 Btu/h (5 tons) | Heat Pumps - Ground Source LT 135,000 Btu/h (11.25 tons) | FEPA-101
| 15143 | Pittsburgh |  | Heat Pumps - Ground Source ≥ 65,000 Btu/h (5 tons) and < 135,000 Btu/h (11.25 tons) | Heat Pumps - Ground Source LT 135,000 Btu/h (11.25 tons) | FEPA-101
| 15144 | Pittsburgh |  | Heat Pumps - Ground Water Source < 65,000 Btu/h (5 tons) | Heat Pumps - Ground Water Source LT 135,000 Btu/h (11.25 tons) | FEPA-102
| 15145 | Pittsburgh |  | Heat Pumps - Ground Water Source ≥ 65,000 Btu/h (5 tons) and < 135,000 Btu/h (11.25 tons) | Heat Pumps - Ground Water Source LT 135,000 Btu/h (11.25 tons) | FEPA-102
| 15146 | Pittsburgh |  | Heat Pumps - Single Zone Ductless Mini-Split | Heat Pumps - Single Zone Ductless Mini-Split | FEPA-103
| 15147 | Pittsburgh |  | Heat Pumps - Multi Zone Ductless Mini-Split | Heat Pumps - Multi Zone Ductless Mini-Split | FEPA-104
| 15148 | Pittsburgh |  | Packaged Terminal Heat Pump | Packaged Terminal Heat Pump | FEPA-105
| 15189 | Pittsburgh |  | Packaged Terminal Air Conditioner | Packaged Terminal Air Conditioner | FEPA-106
| 15201 | Pittsburgh
| 15202 | Pittsburgh
| 15203 | Pittsburgh
| 15204 | Pittsburgh
| 15205 | Pittsburgh
| 15206 | Pittsburgh
| 15207 | Pittsburgh
| 15208 | Pittsburgh
| 15209 | Pittsburgh
| 15210 | Pittsburgh
| 15211 | Pittsburgh
| 15212 | Pittsburgh
| 15213 | Pittsburgh
| 15214 | Pittsburgh
| 15215 | Pittsburgh
| 15216 | Pittsburgh
| 15217 | Pittsburgh
| 15218 | Pittsburgh
| 15219 | Pittsburgh
| 15220 | Pittsburgh
| 15221 | Pittsburgh
| 15222 | Pittsburgh
| 15223 | Pittsburgh
| 15224 | Pittsburgh
| 15225 | Pittsburgh
| 15226 | Pittsburgh
| 15227 | Pittsburgh
| 15228 | Pittsburgh
| 15229 | Pittsburgh
| 15230 | Pittsburgh
| 15231 | Pittsburgh
| 15232 | Pittsburgh
| 15233 | Pittsburgh
| 15234 | Pittsburgh
| 15235 | Pittsburgh
| 15236 | Pittsburgh
| 15237 | Pittsburgh
| 15238 | Pittsburgh
| 15239 | Pittsburgh
| 15240 | Pittsburgh
| 15241 | Pittsburgh
| 15242 | Pittsburgh
| 15243 | Pittsburgh
| 15244 | Pittsburgh
| 15250 | Pittsburgh
| 15251 | Pittsburgh
| 15252 | Pittsburgh
| 15253 | Pittsburgh
| 15254 | Pittsburgh
| 15255 | Pittsburgh
| 15257 | Pittsburgh
| 15258 | Pittsburgh
| 15259 | Pittsburgh
| 15260 | Pittsburgh
| 15261 | Pittsburgh
| 15262 | Pittsburgh
| 15263 | Pittsburgh
| 15264 | Pittsburgh
| 15265 | Pittsburgh
| 15267 | Pittsburgh
| 15268 | Pittsburgh
| 15270 | Pittsburgh
| 15272 | Pittsburgh
| 15274 | Pittsburgh
| 15275 | Pittsburgh
| 15276 | Pittsburgh
| 15277 | Pittsburgh
| 15278 | Pittsburgh
| 15279 | Pittsburgh
| 15281 | Pittsburgh
| 15282 | Pittsburgh
| 15283 | Pittsburgh
| 15285 | Pittsburgh
| 15286 | Pittsburgh
| 15290 | Pittsburgh
| 15295 | Pittsburgh
| 15301 | Pittsburgh
| 15310 | Pittsburgh
| 15311 | Pittsburgh
| 15312 | Pittsburgh
| 15313 | Pittsburgh
| 15314 | Pittsburgh
| 15315 | Pittsburgh
| 15316 | Pittsburgh
| 15317 | Pittsburgh
| 15320 | Pittsburgh
| 15321 | Pittsburgh
| 15322 | Pittsburgh
| 15323 | Pittsburgh
| 15324 | Pittsburgh
| 15325 | Pittsburgh
| 15327 | Pittsburgh
| 15329 | Pittsburgh
| 15330 | Pittsburgh
| 15331 | Pittsburgh
| 15332 | Pittsburgh
| 15333 | Pittsburgh
| 15334 | Pittsburgh
| 15336 | Pittsburgh
| 15337 | Pittsburgh
| 15338 | Pittsburgh
| 15339 | Pittsburgh
| 15340 | Pittsburgh
| 15341 | Pittsburgh
| 15342 | Pittsburgh
| 15344 | Pittsburgh
| 15345 | Pittsburgh
| 15346 | Pittsburgh
| 15347 | Pittsburgh
| 15348 | Pittsburgh
| 15349 | Pittsburgh
| 15350 | Pittsburgh
| 15351 | Pittsburgh
| 15352 | Pittsburgh
| 15353 | Pittsburgh
| 15354 | Pittsburgh
| 15357 | Pittsburgh
| 15358 | Pittsburgh
| 15359 | Pittsburgh
| 15360 | Pittsburgh
| 15361 | Pittsburgh
| 15362 | Pittsburgh
| 15363 | Pittsburgh
| 15364 | Pittsburgh
| 15365 | Pittsburgh
| 15366 | Pittsburgh
| 15367 | Pittsburgh
| 15368 | Pittsburgh
| 15370 | Pittsburgh
| 15376 | Pittsburgh
| 15377 | Pittsburgh
| 15378 | Pittsburgh
| 15379 | Pittsburgh
| 15380 | Pittsburgh
| 15401 | Pittsburgh
| 15410 | Pittsburgh
| 15411 | Pittsburgh
| 15412 | Pittsburgh
| 15413 | Pittsburgh
| 15415 | Pittsburgh
| 15416 | Pittsburgh
| 15417 | Pittsburgh
| 15419 | Pittsburgh
| 15420 | Pittsburgh
| 15421 | Pittsburgh
| 15422 | Pittsburgh
| 15423 | Pittsburgh
| 15424 | Pittsburgh
| 15425 | Pittsburgh
| 15427 | Pittsburgh
| 15428 | Pittsburgh
| 15429 | Pittsburgh
| 15430 | Pittsburgh
| 15431 | Pittsburgh
| 15432 | Pittsburgh
| 15433 | Pittsburgh
| 15434 | Pittsburgh
| 15435 | Pittsburgh
| 15436 | Pittsburgh
| 15437 | Pittsburgh
| 15438 | Pittsburgh
| 15439 | Pittsburgh
| 15440 | Pittsburgh
| 15442 | Pittsburgh
| 15443 | Pittsburgh
| 15444 | Pittsburgh
| 15445 | Pittsburgh
| 15446 | Pittsburgh
| 15447 | Pittsburgh
| 15448 | Pittsburgh
| 15449 | Pittsburgh
| 15450 | Pittsburgh
| 15451 | Pittsburgh
| 15454 | Pittsburgh
| 15455 | Pittsburgh
| 15456 | Pittsburgh
| 15458 | Pittsburgh
| 15459 | Pittsburgh
| 15460 | Pittsburgh
| 15461 | Pittsburgh
| 15462 | Pittsburgh
| 15463 | Pittsburgh
| 15464 | Pittsburgh
| 15465 | Pittsburgh
| 15466 | Pittsburgh
| 15467 | Pittsburgh
| 15468 | Pittsburgh
| 15469 | Pittsburgh
| 15470 | Pittsburgh
| 15472 | Pittsburgh
| 15473 | Pittsburgh
| 15474 | Pittsburgh
| 15475 | Pittsburgh
| 15476 | Pittsburgh
| 15477 | Pittsburgh
| 15478 | Pittsburgh
| 15479 | Pittsburgh
| 15480 | Pittsburgh
| 15482 | Pittsburgh
| 15483 | Pittsburgh
| 15484 | Pittsburgh
| 15485 | Pittsburgh
| 15486 | Pittsburgh
| 15488 | Pittsburgh
| 15489 | Pittsburgh
| 15490 | Pittsburgh
| 15492 | Pittsburgh
| 15501 | Pittsburgh
| 15502 | Pittsburgh
| 15510 | Pittsburgh
| 15520 | Pittsburgh
| 15521 | Pittsburgh
| 15522 | Pittsburgh
| 15530 | Pittsburgh
| 15531 | Pittsburgh
| 15532 | Pittsburgh
| 15533 | Pittsburgh
| 15534 | Pittsburgh
| 15535 | Pittsburgh
| 15536 | Harrisburg
| 15537 | Pittsburgh
| 15538 | Pittsburgh
| 15539 | Pittsburgh
| 15540 | Pittsburgh
| 15541 | Pittsburgh
| 15542 | Pittsburgh
| 15544 | Pittsburgh
| 15545 | Pittsburgh
| 15546 | Pittsburgh
| 15547 | Pittsburgh
| 15548 | Pittsburgh
| 15549 | Pittsburgh
| 15550 | Pittsburgh
| 15551 | Pittsburgh
| 15552 | Pittsburgh
| 15553 | Pittsburgh
| 15554 | Pittsburgh
| 15555 | Pittsburgh
| 15557 | Pittsburgh
| 15558 | Pittsburgh
| 15559 | Pittsburgh
| 15560 | Pittsburgh
| 15561 | Pittsburgh
| 15562 | Pittsburgh
| 15563 | Pittsburgh
| 15564 | Pittsburgh
| 15565 | Pittsburgh
| 15601 | Pittsburgh
| 15605 | Pittsburgh
| 15606 | Pittsburgh
| 15610 | Pittsburgh
| 15611 | Pittsburgh
| 15612 | Pittsburgh
| 15613 | Pittsburgh
| 15615 | Pittsburgh
| 15616 | Pittsburgh
| 15617 | Pittsburgh
| 15618 | Pittsburgh
| 15619 | Pittsburgh
| 15620 | Pittsburgh
| 15621 | Pittsburgh
| 15622 | Pittsburgh
| 15623 | Pittsburgh
| 15624 | Pittsburgh
| 15625 | Pittsburgh
| 15626 | Pittsburgh
| 15627 | Pittsburgh
| 15628 | Pittsburgh
| 15629 | Pittsburgh
| 15631 | Pittsburgh
| 15632 | Pittsburgh
| 15633 | Pittsburgh
| 15634 | Pittsburgh
| 15635 | Pittsburgh
| 15636 | Pittsburgh
| 15637 | Pittsburgh
| 15638 | Pittsburgh
| 15639 | Pittsburgh
| 15640 | Pittsburgh
| 15641 | Pittsburgh
| 15642 | Pittsburgh
| 15644 | Pittsburgh
| 15646 | Pittsburgh
| 15647 | Pittsburgh
| 15650 | Pittsburgh
| 15655 | Pittsburgh
| 15656 | Pittsburgh
| 15658 | Pittsburgh
| 15660 | Pittsburgh
| 15661 | Pittsburgh
| 15662 | Pittsburgh
| 15663 | Pittsburgh
| 15664 | Pittsburgh
| 15665 | Pittsburgh
| 15666 | Pittsburgh
| 15668 | Pittsburgh
| 15670 | Pittsburgh
| 15671 | Pittsburgh
| 15672 | Pittsburgh
| 15673 | Pittsburgh
| 15674 | Pittsburgh
| 15675 | Pittsburgh
| 15676 | Pittsburgh
| 15677 | Pittsburgh
| 15678 | Pittsburgh
| 15679 | Pittsburgh
| 15680 | Pittsburgh
| 15681 | Pittsburgh
| 15682 | Pittsburgh
| 15683 | Pittsburgh
| 15684 | Pittsburgh
| 15685 | Pittsburgh
| 15686 | Pittsburgh
| 15687 | Pittsburgh
| 15688 | Pittsburgh
| 15689 | Pittsburgh
| 15690 | Pittsburgh
| 15691 | Pittsburgh
| 15692 | Pittsburgh
| 15693 | Pittsburgh
| 15695 | Pittsburgh
| 15696 | Pittsburgh
| 15697 | Pittsburgh
| 15698 | Pittsburgh
| 15701 | Pittsburgh
| 15705 | Pittsburgh
| 15710 | Pittsburgh
| 15711 | Erie
| 15712 | Pittsburgh
| 15713 | Pittsburgh
| 15714 | Pittsburgh
| 15715 | Erie
| 15716 | Pittsburgh
| 15717 | Pittsburgh
| 15720 | Pittsburgh
| 15721 | Bradford
| 15722 | Pittsburgh
| 15723 | Pittsburgh
| 15724 | Pittsburgh
| 15725 | Pittsburgh
| 15727 | Pittsburgh
| 15728 | Pittsburgh
| 15729 | Pittsburgh
| 15730 | Erie
| 15731 | Pittsburgh
| 15732 | Pittsburgh
| 15733 | Erie
| 15734 | Pittsburgh
| 15736 | Pittsburgh
| 15737 | Pittsburgh
| 15738 | Pittsburgh
| 15739 | Pittsburgh
| 15740 | Erie
| 15741 | Pittsburgh
| 15742 | Pittsburgh
| 15744 | Erie
| 15745 | Pittsburgh
| 15746 | Pittsburgh
| 15747 | Pittsburgh
| 15748 | Pittsburgh
| 15750 | Pittsburgh
| 15752 | Pittsburgh
| 15753 | Bradford
| 15754 | Pittsburgh
| 15756 | Pittsburgh
| 15757 | Bradford
| 15758 | Pittsburgh
| 15759 | Pittsburgh
| 15760 | Pittsburgh
| 15761 | Pittsburgh
| 15762 | Pittsburgh
| 15763 | Pittsburgh
| 15764 | Erie
| 15765 | Pittsburgh
| 15767 | Erie
| 15770 | Erie
| 15771 | Pittsburgh
| 15772 | Pittsburgh
| 15773 | Pittsburgh
| 15774 | Pittsburgh
| 15775 | Pittsburgh
| 15776 | Erie
| 15777 | Pittsburgh
| 15778 | Erie
| 15779 | Pittsburgh
| 15780 | Erie
| 15781 | Erie
| 15783 | Pittsburgh
| 15784 | Erie
| 15801 | Bradford
| 15821 | Bradford
| 15822 | Bradford
| 15823 | Bradford
| 15824 | Erie
| 15825 | Erie
| 15827 | Bradford
| 15828 | Erie
| 15829 | Erie
| 15831 | Bradford
| 15832 | Bradford
| 15834 | Bradford
| 15840 | Erie
| 15841 | Bradford
| 15845 | Bradford
| 15846 | Bradford
| 15847 | Erie
| 15848 | Bradford
| 15849 | Bradford
| 15851 | Erie
| 15853 | Bradford
| 15856 | Bradford
| 15857 | Bradford
| 15860 | Erie
| 15861 | Bradford
| 15863 | Erie
| 15864 | Erie
| 15865 | Erie
| 15866 | Bradford
| 15868 | Bradford
| 15870 | Bradford
| 15901 | Pittsburgh
| 15902 | Pittsburgh
| 15904 | Pittsburgh
| 15905 | Pittsburgh
| 15906 | Pittsburgh
| 15907 | Pittsburgh
| 15909 | Pittsburgh
| 15915 | Pittsburgh
| 15920 | Pittsburgh
| 15921 | Pittsburgh
| 15922 | Pittsburgh
| 15923 | Pittsburgh
| 15924 | Pittsburgh
| 15925 | Pittsburgh
| 15926 | Pittsburgh
| 15927 | Pittsburgh
| 15928 | Pittsburgh
| 15929 | Pittsburgh
| 15930 | Pittsburgh
| 15931 | Pittsburgh
| 15934 | Pittsburgh
| 15935 | Pittsburgh
| 15936 | Pittsburgh
| 15937 | Pittsburgh
| 15938 | Pittsburgh
| 15940 | Pittsburgh
| 15942 | Pittsburgh
| 15943 | Pittsburgh
| 15944 | Pittsburgh
| 15945 | Pittsburgh
| 15946 | Pittsburgh
| 15948 | Pittsburgh
| 15949 | Pittsburgh
| 15951 | Pittsburgh
| 15952 | Pittsburgh
| 15953 | Pittsburgh
| 15954 | Pittsburgh
| 15955 | Pittsburgh
| 15956 | Pittsburgh
| 15957 | Pittsburgh
| 15958 | Pittsburgh
| 15959 | Pittsburgh
| 15960 | Pittsburgh
| 15961 | Pittsburgh
| 15962 | Pittsburgh
| 15963 | Pittsburgh
| 16001 | Pittsburgh
| 16002 | Pittsburgh
| 16003 | Pittsburgh
| 16016 | Pittsburgh
| 16017 | Pittsburgh
| 16018 | Pittsburgh
| 16020 | Pittsburgh
| 16021 | Pittsburgh
| 16022 | Pittsburgh
| 16023 | Pittsburgh
| 16024 | Pittsburgh
| 16025 | Pittsburgh
| 16027 | Pittsburgh
| 16028 | Pittsburgh
| 16029 | Pittsburgh
| 16030 | Pittsburgh
| 16033 | Pittsburgh
| 16034 | Pittsburgh
| 16035 | Pittsburgh
| 16036 | Erie
| 16037 | Pittsburgh
| 16038 | Pittsburgh
| 16039 | Pittsburgh
| 16040 | Pittsburgh
| 16041 | Pittsburgh
| 16045 | Pittsburgh
| 16046 | Pittsburgh
| 16048 | Pittsburgh
| 16049 | Pittsburgh
| 16050 | Pittsburgh
| 16051 | Pittsburgh
| 16052 | Pittsburgh
| 16053 | Pittsburgh
| 16054 | Erie
| 16055 | Pittsburgh
| 16056 | Pittsburgh
| 16057 | Pittsburgh
| 16058 | Pittsburgh
| 16059 | Pittsburgh
| 16061 | Pittsburgh
| 16063 | Pittsburgh
| 16066 | Pittsburgh
| 16101 | Pittsburgh
| 16102 | Pittsburgh
| 16103 | Pittsburgh
| 16105 | Pittsburgh
| 16107 | Pittsburgh
| 16108 | Pittsburgh
| 16110 | Erie
| 16111 | Erie
| 16112 | Pittsburgh
| 16113 | Erie
| 16114 | Erie
| 16115 | Pittsburgh
| 16116 | Pittsburgh
| 16117 | Pittsburgh
| 16120 | Pittsburgh
| 16121 | Erie
| 16123 | Pittsburgh
| 16124 | Erie
| 16125 | Erie
| 16127 | Erie
| 16130 | Erie
| 16131 | Erie
| 16132 | Pittsburgh
| 16133 | Erie
| 16134 | Erie
| 16136 | Pittsburgh
| 16137 | Erie
| 16140 | Pittsburgh
| 16141 | Pittsburgh
| 16142 | Pittsburgh
| 16143 | Pittsburgh
| 16145 | Erie
| 16146 | Erie
| 16148 | Erie
| 16150 | Erie
| 16151 | Erie
| 16153 | Erie
| 16154 | Erie
| 16155 | Pittsburgh
| 16156 | Pittsburgh
| 16157 | Pittsburgh
| 16159 | Erie
| 16160 | Pittsburgh
| 16161 | Erie
| 16172 | Pittsburgh
| 16201 | Pittsburgh
| 16210 | Pittsburgh
| 16211 | Pittsburgh
| 16212 | Pittsburgh
| 16213 | Erie
| 16214 | Erie
| 16215 | Pittsburgh
| 16217 | Erie
| 16218 | Pittsburgh
| 16220 | Erie
| 16221 | Erie
| 16222 | Pittsburgh
| 16223 | Pittsburgh
| 16224 | Erie
| 16225 | Erie
| 16226 | Pittsburgh
| 16228 | Pittsburgh
| 16229 | Pittsburgh
| 16230 | Erie
| 16232 | Erie
| 16233 | Erie
| 16234 | Erie
| 16235 | Erie
| 16236 | Pittsburgh
| 16238 | Pittsburgh
| 16239 | Erie
| 16240 | Erie
| 16242 | Erie
| 16244 | Pittsburgh
| 16245 | Pittsburgh
| 16246 | Pittsburgh
| 16248 | Erie
| 16249 | Pittsburgh
| 16250 | Pittsburgh
| 16253 | Pittsburgh
| 16254 | Erie
| 16255 | Erie
| 16256 | Pittsburgh
| 16257 | Erie
| 16258 | Erie
| 16259 | Pittsburgh
| 16260 | Erie
| 16261 | Pittsburgh
| 16262 | Pittsburgh
| 16263 | Pittsburgh
| 16301 | Erie
| 16311 | Erie
| 16312 | Erie
| 16313 | Erie
| 16314 | Erie
| 16316 | Erie
| 16317 | Erie
| 16319 | Erie
| 16321 | Erie
| 16322 | Erie
| 16323 | Erie
| 16326 | Erie
| 16327 | Erie
| 16328 | Erie
| 16329 | Erie
| 16331 | Erie
| 16332 | Erie
| 16333 | Bradford
| 16334 | Erie
| 16335 | Erie
| 16340 | Erie
| 16341 | Erie
| 16342 | Erie
| 16343 | Erie
| 16344 | Erie
| 16345 | Erie
| 16346 | Erie
| 16347 | Erie
| 16350 | Erie
| 16351 | Erie
| 16352 | Erie
| 16353 | Erie
| 16354 | Erie
| 16360 | Erie
| 16361 | Erie
| 16362 | Erie
| 16364 | Erie
| 16365 | Erie
| 16366 | Erie
| 16367 | Erie
| 16368 | Erie
| 16369 | Erie
| 16370 | Erie
| 16371 | Erie
| 16372 | Erie
| 16373 | Erie
| 16374 | Erie
| 16375 | Erie
| 16388 | Erie
| 16401 | Erie
| 16402 | Erie
| 16403 | Erie
| 16404 | Erie
| 16405 | Erie
| 16406 | Erie
| 16407 | Erie
| 16410 | Erie
| 16411 | Erie
| 16412 | Erie
| 16413 | Erie
| 16415 | Erie
| 16416 | Erie
| 16417 | Erie
| 16420 | Erie
| 16421 | Erie
| 16422 | Erie
| 16423 | Erie
| 16424 | Erie
| 16426 | Erie
| 16427 | Erie
| 16428 | Erie
| 16430 | Erie
| 16432 | Erie
| 16433 | Erie
| 16434 | Erie
| 16435 | Erie
| 16436 | Erie
| 16438 | Erie
| 16440 | Erie
| 16441 | Erie
| 16442 | Erie
| 16443 | Erie
| 16444 | Erie
| 16475 | Erie
| 16501 | Erie
| 16502 | Erie
| 16503 | Erie
| 16504 | Erie
| 16505 | Erie
| 16506 | Erie
| 16507 | Erie
| 16508 | Erie
| 16509 | Erie
| 16510 | Erie
| 16511 | Erie
| 16512 | Erie
| 16514 | Erie
| 16515 | Erie
| 16522 | Erie
| 16530 | Erie
| 16531 | Erie
| 16532 | Erie
| 16533 | Erie
| 16534 | Erie
| 16538 | Erie
| 16541 | Erie
| 16544 | Erie
| 16546 | Erie
| 16550 | Erie
| 16553 | Erie
| 16554 | Erie
| 16563 | Erie
| 16565 | Erie
| 16601 | Pittsburgh
| 16602 | Pittsburgh
| 16603 | Pittsburgh
| 16611 | Williamsport
| 16613 | Pittsburgh
| 16616 | Bradford
| 16617 | Pittsburgh
| 16619 | Pittsburgh
| 16620 | Bradford
| 16621 | Williamsport
| 16622 | Williamsport
| 16623 | Williamsport
| 16624 | Pittsburgh
| 16625 | Pittsburgh
| 16627 | Bradford
| 16629 | Pittsburgh
| 16630 | Pittsburgh
| 16631 | Pittsburgh
| 16633 | Pittsburgh
| 16634 | Williamsport
| 16635 | Pittsburgh
| 16636 | Pittsburgh
| 16637 | Pittsburgh
| 16638 | Williamsport
| 16639 | Pittsburgh
| 16640 | Pittsburgh
| 16641 | Pittsburgh
| 16644 | Pittsburgh
| 16645 | Bradford
| 16646 | Pittsburgh
| 16647 | Williamsport
| 16648 | Pittsburgh
| 16650 | Pittsburgh
| 16651 | Bradford
| 16652 | Williamsport
| 16654 | Williamsport
| 16655 | Pittsburgh
| 16656 | Bradford
| 16657 | Williamsport
| 16659 | Pittsburgh
| 16660 | Pittsburgh
| 16661 | Bradford
| 16662 | Pittsburgh
| 16663 | Bradford
| 16664 | Pittsburgh
| 16665 | Pittsburgh
| 16666 | Bradford
| 16667 | Pittsburgh
| 16668 | Pittsburgh
| 16669 | Williamsport
| 16670 | Pittsburgh
| 16671 | Bradford
| 16672 | Pittsburgh
| 16673 | Pittsburgh
| 16674 | Williamsport
| 16675 | Pittsburgh
| 16677 | Williamsport
| 16678 | Pittsburgh
| 16679 | Pittsburgh
| 16680 | Bradford
| 16681 | Bradford
| 16682 | Pittsburgh
| 16683 | Williamsport
| 16684 | Bradford
| 16685 | Williamsport
| 16686 | Pittsburgh
| 16689 | Harrisburg
| 16691 | Harrisburg
| 16692 | Bradford
| 16693 | Pittsburgh
| 16694 | Williamsport
| 16695 | Pittsburgh
| 16698 | Bradford
| 16699 | Pittsburgh
| 16701 | Bradford
| 16720 | Bradford
| 16724 | Bradford
| 16725 | Bradford
| 16726 | Bradford
| 16727 | Bradford
| 16728 | Bradford
| 16729 | Bradford
| 16730 | Bradford
| 16731 | Bradford
| 16732 | Bradford
| 16733 | Bradford
| 16734 | Bradford
| 16735 | Bradford
| 16738 | Bradford
| 16740 | Bradford
| 16743 | Bradford
| 16744 | Bradford
| 16745 | Bradford
| 16746 | Bradford
| 16748 | Bradford
| 16749 | Bradford
| 16750 | Bradford
| 16801 | Williamsport
| 16802 | Williamsport
| 16803 | Williamsport
| 16804 | Williamsport
| 16805 | Williamsport
| 16820 | Williamsport
| 16821 | Bradford
| 16822 | Williamsport
| 16823 | Williamsport
| 16825 | Bradford
| 16826 | Williamsport
| 16827 | Williamsport
| 16828 | Williamsport
| 16829 | Williamsport
| 16830 | Bradford
| 16832 | Williamsport
| 16833 | Bradford
| 16834 | Bradford
| 16835 | Williamsport
| 16836 | Bradford
| 16837 | Bradford
| 16838 | Bradford
| 16839 | Bradford
| 16840 | Bradford
| 16841 | Williamsport
| 16843 | Bradford
| 16844 | Williamsport
| 16845 | Bradford
| 16847 | Bradford
| 16848 | Williamsport
| 16849 | Bradford
| 16850 | Bradford
| 16851 | Williamsport
| 16852 | Williamsport
| 16853 | Williamsport
| 16854 | Williamsport
| 16855 | Bradford
| 16856 | Bradford
| 16858 | Bradford
| 16859 | Williamsport
| 16860 | Williamsport
| 16861 | Bradford
| 16863 | Bradford
| 16864 | Bradford
| 16865 | Williamsport
| 16866 | Williamsport
| 16868 | Williamsport
| 16870 | Williamsport
| 16871 | Williamsport
| 16872 | Williamsport
| 16873 | Bradford
| 16874 | Williamsport
| 16875 | Williamsport
| 16876 | Bradford
| 16877 | Williamsport
| 16878 | Bradford
| 16879 | Bradford
| 16881 | Bradford
| 16882 | Williamsport
| 16901 | Bradford
| 16910 | Scranton
| 16911 | Bradford
| 16912 | Bradford
| 16914 | Scranton
| 16915 | Bradford
| 16917 | Bradford
| 16918 | Bradford
| 16920 | Bradford
| 16921 | Bradford
| 16922 | Bradford
| 16923 | Bradford
| 16925 | Scranton
| 16926 | Scranton
| 16927 | Bradford
| 16928 | Bradford
| 16929 | Bradford
| 16930 | Bradford
| 16932 | Bradford
| 16933 | Bradford
| 16935 | Bradford
| 16936 | Bradford
| 16937 | Bradford
| 16938 | Bradford
| 16939 | Bradford
| 16940 | Bradford
| 16941 | Bradford
| 16942 | Bradford
| 16943 | Bradford
| 16945 | Scranton
| 16946 | Bradford
| 16947 | Scranton
| 16948 | Bradford
| 16950 | Bradford
| 17001 | Harrisburg
| 17002 | Williamsport
| 17003 | Philadelphia
| 17004 | Williamsport
| 17005 | Williamsport
| 17006 | Williamsport
| 17007 | Harrisburg
| 17008 | Harrisburg
| 17009 | Williamsport
| 17010 | Philadelphia
| 17011 | Harrisburg
| 17012 | Harrisburg
| 17013 | Harrisburg
| 17014 | Williamsport
| 17015 | Harrisburg
| 17016 | Philadelphia
| 17017 | Williamsport
| 17018 | Williamsport
| 17019 | Harrisburg
| 17020 | Williamsport
| 17021 | Williamsport
| 17022 | Philadelphia
| 17023 | Williamsport
| 17024 | Williamsport
| 17025 | Harrisburg
| 17026 | Philadelphia
| 17027 | Harrisburg
| 17028 | Williamsport
| 17029 | Williamsport
| 17030 | Williamsport
| 17032 | Williamsport
| 17033 | Williamsport
| 17034 | Williamsport
| 17035 | Williamsport
| 17036 | Williamsport
| 17037 | Williamsport
| 17038 | Philadelphia
| 17039 | Philadelphia
| 17040 | Williamsport
| 17041 | Philadelphia
| 17042 | Philadelphia
| 17043 | Harrisburg
| 17044 | Williamsport
| 17045 | Williamsport
| 17046 | Philadelphia
| 17047 | Williamsport
| 17048 | Williamsport
| 17049 | Williamsport
| 17050 | Harrisburg
| 17051 | Williamsport
| 17052 | Williamsport
| 17053 | Williamsport
| 17054 | Williamsport
| 17055 | Harrisburg
| 17056 | Williamsport
| 17057 | Williamsport
| 17058 | Williamsport
| 17059 | Williamsport
| 17060 | Williamsport
| 17061 | Williamsport
| 17062 | Williamsport
| 17063 | Williamsport
| 17064 | Philadelphia
| 17065 | Harrisburg
| 17066 | Williamsport
| 17067 | Philadelphia
| 17068 | Williamsport
| 17069 | Williamsport
| 17070 | Harrisburg
| 17071 | Williamsport
| 17072 | Harrisburg
| 17073 | Philadelphia
| 17074 | Williamsport
| 17075 | Williamsport
| 17076 | Williamsport
| 17077 | Philadelphia
| 17078 | Philadelphia
| 17080 | Williamsport
| 17081 | Harrisburg
| 17082 | Williamsport
| 17083 | Philadelphia
| 17084 | Williamsport
| 17085 | Philadelphia
| 17086 | Williamsport
| 17087 | Philadelphia
| 17088 | Philadelphia
| 17089 | Harrisburg
| 17090 | Williamsport
| 17091 | Philadelphia
| 17093 | Harrisburg
| 17094 | Williamsport
| 17097 | Williamsport
| 17098 | Williamsport
| 17099 | Williamsport
| 17101 | Williamsport
| 17102 | Williamsport
| 17103 | Williamsport
| 17104 | Williamsport
| 17105 | Harrisburg
| 17106 | Harrisburg
| 17107 | Harrisburg
| 17108 | Harrisburg
| 17109 | Williamsport
| 17110 | Williamsport
| 17111 | Williamsport
| 17112 | Williamsport
| 17113 | Williamsport
| 17120 | Williamsport
| 17121 | Harrisburg
| 17122 | Harrisburg
| 17123 | Harrisburg
| 17124 | Harrisburg
| 17125 | Harrisburg
| 17126 | Harrisburg
| 17127 | Harrisburg
| 17128 | Harrisburg
| 17129 | Harrisburg
| 17130 | Harrisburg
| 17140 | Harrisburg
| 17177 | Harrisburg
| 17201 | Harrisburg
| 17202 | Harrisburg
| 17210 | Harrisburg
| 17211 | Pittsburgh
| 17212 | Harrisburg
| 17213 | Williamsport
| 17214 | Harrisburg
| 17215 | Harrisburg
| 17217 | Harrisburg
| 17219 | Harrisburg
| 17220 | Harrisburg
| 17221 | Harrisburg
| 17222 | Harrisburg
| 17223 | Harrisburg
| 17224 | Harrisburg
| 17225 | Harrisburg
| 17228 | Harrisburg
| 17229 | Harrisburg
| 17231 | Harrisburg
| 17232 | Harrisburg
| 17233 | Harrisburg
| 17235 | Harrisburg
| 17236 | Harrisburg
| 17237 | Harrisburg
| 17238 | Harrisburg
| 17239 | Williamsport
| 17240 | Harrisburg
| 17241 | Harrisburg
| 17243 | Williamsport
| 17244 | Harrisburg
| 17246 | Harrisburg
| 17247 | Harrisburg
| 17249 | Williamsport
| 17250 | Harrisburg
| 17251 | Harrisburg
| 17252 | Harrisburg
| 17253 | Williamsport
| 17254 | Harrisburg
| 17255 | Williamsport
| 17256 | Harrisburg
| 17257 | Harrisburg
| 17260 | Williamsport
| 17261 | Harrisburg
| 17262 | Harrisburg
| 17263 | Harrisburg
| 17264 | Williamsport
| 17265 | Harrisburg
| 17266 | Harrisburg
| 17267 | Harrisburg
| 17268 | Harrisburg
| 17270 | Harrisburg
| 17271 | Harrisburg
| 17272 | Harrisburg
| 17301 | Harrisburg
| 17302 | Harrisburg
| 17303 | Harrisburg
| 17304 | Harrisburg
| 17306 | Harrisburg
| 17307 | Harrisburg
| 17309 | Harrisburg
| 17310 | Harrisburg
| 17311 | Harrisburg
| 17312 | Harrisburg
| 17313 | Harrisburg
| 17314 | Harrisburg
| 17315 | Harrisburg
| 17316 | Harrisburg
| 17317 | Harrisburg
| 17318 | Harrisburg
| 17319 | Harrisburg
| 17320 | Harrisburg
| 17321 | Harrisburg
| 17322 | Harrisburg
| 17323 | Harrisburg
| 17324 | Harrisburg
| 17325 | Harrisburg
| 17326 | Harrisburg
| 17327 | Harrisburg
| 17329 | Harrisburg
| 17331 | Harrisburg
| 17332 | Harrisburg
| 17333 | Harrisburg
| 17334 | Harrisburg
| 17337 | Harrisburg
| 17339 | Harrisburg
| 17340 | Harrisburg
| 17342 | Harrisburg
| 17343 | Harrisburg
| 17344 | Harrisburg
| 17345 | Harrisburg
| 17347 | Harrisburg
| 17349 | Harrisburg
| 17350 | Harrisburg
| 17352 | Harrisburg
| 17353 | Harrisburg
| 17354 | Harrisburg
| 17355 | Harrisburg
| 17356 | Harrisburg
| 17358 | Harrisburg
| 17360 | Harrisburg
| 17361 | Harrisburg
| 17362 | Harrisburg
| 17363 | Harrisburg
| 17364 | Harrisburg
| 17365 | Harrisburg
| 17366 | Harrisburg
| 17368 | Harrisburg
| 17370 | Harrisburg
| 17371 | Harrisburg
| 17372 | Harrisburg
| 17375 | Harrisburg
| 17401 | Harrisburg
| 17402 | Harrisburg
| 17403 | Harrisburg
| 17404 | Harrisburg
| 17405 | Harrisburg
| 17406 | Harrisburg
| 17407 | Harrisburg
| 17408 | Harrisburg
| 17415 | Harrisburg
| 17501 | Philadelphia
| 17502 | Philadelphia
| 17503 | Philadelphia
| 17504 | Philadelphia
| 17505 | Philadelphia
| 17506 | Philadelphia
| 17507 | Philadelphia
| 17508 | Philadelphia
| 17509 | Philadelphia
| 17512 | Philadelphia
| 17516 | Philadelphia
| 17517 | Philadelphia
| 17518 | Philadelphia
| 17519 | Philadelphia
| 17520 | Philadelphia
| 17521 | Philadelphia
| 17522 | Philadelphia
| 17527 | Philadelphia
| 17528 | Philadelphia
| 17529 | Philadelphia
| 17532 | Philadelphia
| 17533 | Philadelphia
| 17534 | Philadelphia
| 17535 | Philadelphia
| 17536 | Philadelphia
| 17537 | Philadelphia
| 17538 | Philadelphia
| 17540 | Philadelphia
| 17543 | Philadelphia
| 17545 | Philadelphia
| 17547 | Philadelphia
| 17549 | Philadelphia
| 17550 | Philadelphia
| 17551 | Philadelphia
| 17552 | Philadelphia
| 17554 | Philadelphia
| 17555 | Philadelphia
| 17557 | Philadelphia
| 17560 | Philadelphia
| 17562 | Philadelphia
| 17563 | Philadelphia
| 17564 | Philadelphia
| 17565 | Philadelphia
| 17566 | Philadelphia
| 17567 | Philadelphia
| 17568 | Philadelphia
| 17569 | Philadelphia
| 17570 | Philadelphia
| 17572 | Philadelphia
| 17573 | Philadelphia
| 17575 | Philadelphia
| 17576 | Philadelphia
| 17577 | Philadelphia
| 17578 | Philadelphia
| 17579 | Philadelphia
| 17580 | Philadelphia
| 17581 | Philadelphia
| 17582 | Philadelphia
| 17583 | Philadelphia
| 17584 | Philadelphia
| 17585 | Philadelphia
| 17601 | Philadelphia
| 17602 | Philadelphia
| 17603 | Philadelphia
| 17604 | Philadelphia
| 17605 | Philadelphia
| 17606 | Philadelphia
| 17607 | Philadelphia
| 17608 | Philadelphia
| 17611 | Philadelphia
| 17622 | Philadelphia
| 17699 | Philadelphia
| 17701 | Williamsport
| 17702 | Williamsport
| 17703 | Williamsport
| 17705 | Williamsport
| 17720 | Williamsport
| 17721 | Williamsport
| 17722 | Williamsport
| 17723 | Williamsport
| 17724 | Scranton
| 17726 | Williamsport
| 17727 | Williamsport
| 17728 | Williamsport
| 17729 | Williamsport
| 17730 | Williamsport
| 17731 | Scranton
| 17735 | Scranton
| 17737 | Williamsport
| 17738 | Williamsport
| 17739 | Williamsport
| 17740 | Williamsport
| 17742 | Williamsport
| 17744 | Williamsport
| 17745 | Williamsport
| 17747 | Williamsport
| 17748 | Williamsport
| 17749 | Williamsport
| 17750 | Williamsport
| 17751 | Williamsport
| 17752 | Williamsport
| 17754 | Williamsport
| 17756 | Williamsport
| 17758 | Scranton
| 17759 | Williamsport
| 17760 | Williamsport
| 17762 | Williamsport
| 17763 | Williamsport
| 17764 | Williamsport
| 17765 | Bradford
| 17767 | Williamsport
| 17768 | Scranton
| 17769 | Williamsport
| 17771 | Williamsport
| 17772 | Williamsport
| 17773 | Williamsport
| 17774 | Williamsport
| 17776 | Williamsport
| 17777 | Williamsport
| 17778 | Williamsport
| 17779 | Williamsport
| 17801 | Williamsport
| 17810 | Williamsport
| 17812 | Williamsport
| 17813 | Williamsport
| 17814 | Williamsport
| 17815 | Williamsport
| 17820 | Williamsport
| 17821 | Williamsport
| 17822 | Williamsport
| 17823 | Williamsport
| 17824 | Williamsport
| 17827 | Williamsport
| 17829 | Williamsport
| 17830 | Williamsport
| 17831 | Williamsport
| 17832 | Williamsport
| 17833 | Williamsport
| 17834 | Williamsport
| 17835 | Williamsport
| 17836 | Williamsport
| 17837 | Williamsport
| 17839 | Williamsport
| 17840 | Williamsport
| 17841 | Williamsport
| 17842 | Williamsport
| 17843 | Williamsport
| 17844 | Williamsport
| 17845 | Williamsport
| 17846 | Williamsport
| 17847 | Williamsport
| 17850 | Williamsport
| 17851 | Williamsport
| 17853 | Williamsport
| 17855 | Williamsport
| 17856 | Williamsport
| 17857 | Williamsport
| 17858 | Williamsport
| 17859 | Williamsport
| 17860 | Williamsport
| 17861 | Williamsport
| 17862 | Williamsport
| 17864 | Williamsport
| 17865 | Williamsport
| 17866 | Williamsport
| 17867 | Williamsport
| 17868 | Williamsport
| 17870 | Williamsport
| 17872 | Williamsport
| 17876 | Williamsport
| 17877 | Williamsport
| 17878 | Williamsport
| 17880 | Williamsport
| 17881 | Williamsport
| 17882 | Williamsport
| 17883 | Williamsport
| 17884 | Williamsport
| 17885 | Williamsport
| 17886 | Williamsport
| 17887 | Williamsport
| 17888 | Williamsport
| 17889 | Williamsport
| 17901 | Allentown
| 17920 | Williamsport
| 17921 | Allentown
| 17922 | Allentown
| 17923 | Allentown
| 17925 | Allentown
| 17929 | Allentown
| 17930 | Allentown
| 17931 | Allentown
| 17932 | Allentown
| 17933 | Allentown
| 17934 | Allentown
| 17935 | Allentown
| 17936 | Allentown
| 17938 | Allentown
| 17941 | Allentown
| 17942 | Allentown
| 17943 | Allentown
| 17944 | Allentown
| 17945 | Williamsport
| 17946 | Allentown
| 17948 | Allentown
| 17949 | Allentown
| 17951 | Allentown
| 17952 | Allentown
| 17953 | Allentown
| 17954 | Allentown
| 17957 | Allentown
| 17959 | Allentown
| 17960 | Allentown
| 17961 | Allentown
| 17963 | Allentown
| 17964 | Allentown
| 17965 | Allentown
| 17966 | Allentown
| 17967 | Allentown
| 17968 | Allentown
| 17970 | Allentown
| 17972 | Allentown
| 17974 | Allentown
| 17976 | Allentown
| 17978 | Allentown
| 17979 | Allentown
| 17980 | Allentown
| 17981 | Allentown
| 17982 | Allentown
| 17983 | Allentown
| 17985 | Allentown
| 18001 | Allentown
| 18002 | Allentown
| 18003 | Allentown
| 18010 | Allentown
| 18011 | Allentown
| 18012 | Allentown
| 18013 | Allentown
| 18014 | Allentown
| 18015 | Allentown
| 18016 | Allentown
| 18017 | Allentown
| 18018 | Allentown
| 18020 | Allentown
| 18025 | Allentown
| 18030 | Allentown
| 18031 | Allentown
| 18032 | Allentown
| 18034 | Allentown
| 18035 | Allentown
| 18036 | Allentown
| 18037 | Allentown
| 18038 | Allentown
| 18039 | Philadelphia
| 18040 | Allentown
| 18041 | Philadelphia
| 18042 | Allentown
| 18043 | Allentown
| 18044 | Allentown
| 18045 | Allentown
| 18046 | Allentown
| 18049 | Allentown
| 18050 | Allentown
| 18051 | Allentown
| 18052 | Allentown
| 18053 | Allentown
| 18054 | Philadelphia
| 18055 | Allentown
| 18056 | Philadelphia
| 18058 | Scranton
| 18059 | Allentown
| 18060 | Allentown
| 18062 | Allentown
| 18063 | Allentown
| 18064 | Allentown
| 18065 | Allentown
| 18066 | Allentown
| 18067 | Allentown
| 18068 | Allentown
| 18069 | Allentown
| 18070 | Philadelphia
| 18071 | Allentown
| 18072 | Allentown
| 18073 | Philadelphia
| 18074 | Philadelphia
| 18076 | Philadelphia
| 18077 | Philadelphia
| 18078 | Allentown
| 18079 | Allentown
| 18080 | Allentown
| 18081 | Philadelphia
| 18083 | Allentown
| 18084 | Philadelphia
| 18085 | Allentown
| 18086 | Allentown
| 18087 | Allentown
| 18088 | Allentown
| 18091 | Allentown
| 18092 | Allentown
| 18098 | Allentown
| 18099 | Allentown
| 18101 | Allentown
| 18102 | Allentown
| 18103 | Allentown
| 18104 | Allentown
| 18105 | Allentown
| 18106 | Allentown
| 18109 | Allentown
| 18175 | Allentown
| 18195 | Allentown
| 18201 | Scranton
| 18202 | Scranton
| 18210 | Allentown
| 18211 | Allentown
| 18212 | Allentown
| 18214 | Allentown
| 18216 | Allentown
| 18218 | Allentown
| 18219 | Scranton
| 18220 | Allentown
| 18221 | Scranton
| 18222 | Scranton
| 18223 | Scranton
| 18224 | Scranton
| 18225 | Scranton
| 18229 | Allentown
| 18230 | Allentown
| 18231 | Allentown
| 18232 | Allentown
| 18234 | Scranton
| 18235 | Allentown
| 18237 | Allentown
| 18239 | Scranton
| 18240 | Allentown
| 18241 | Allentown
| 18242 | Allentown
| 18244 | Allentown
| 18245 | Allentown
| 18246 | Scranton
| 18247 | Scranton
| 18248 | Allentown
| 18249 | Scranton
| 18250 | Allentown
| 18251 | Scranton
| 18252 | Allentown
| 18254 | Allentown
| 18255 | Allentown
| 18256 | Scranton
| 18301 | Scranton
| 18302 | Scranton
| 18320 | Scranton
| 18321 | Scranton
| 18322 | Scranton
| 18323 | Scranton
| 18324 | Scranton
| 18325 | Scranton
| 18326 | Scranton
| 18327 | Scranton
| 18328 | Scranton
| 18330 | Scranton
| 18331 | Scranton
| 18332 | Scranton
| 18333 | Scranton
| 18334 | Scranton
| 18335 | Scranton
| 18336 | Scranton
| 18337 | Scranton
| 18340 | Scranton
| 18341 | Scranton
| 18342 | Scranton
| 18343 | Allentown
| 18344 | Scranton
| 18346 | Scranton
| 18347 | Scranton
| 18348 | Scranton
| 18349 | Scranton
| 18350 | Scranton
| 18351 | Allentown
| 18352 | Scranton
| 18353 | Scranton
| 18354 | Scranton
| 18355 | Scranton
| 18356 | Scranton
| 18357 | Scranton
| 18360 | Scranton
| 18370 | Scranton
| 18371 | Scranton
| 18372 | Scranton
| 18373 | Scranton
| 18401 | Binghamton, NY
| 18403 | Scranton
| 18405 | Binghamton, NY
| 18407 | Scranton
| 18410 | Scranton
| 18411 | Scranton
| 18413 | Binghamton, NY
| 18414 | Scranton
| 18415 | Binghamton, NY
| 18416 | Scranton
| 18417 | Binghamton, NY
| 18419 | Scranton
| 18420 | Scranton
| 18421 | Binghamton, NY
| 18424 | Scranton
| 18425 | Scranton
| 18426 | Scranton
| 18427 | Binghamton, NY
| 18428 | Scranton
| 18430 | Binghamton, NY
| 18431 | Binghamton, NY
| 18433 | Scranton
| 18434 | Scranton
| 18435 | Scranton
| 18436 | Binghamton, NY
| 18437 | Binghamton, NY
| 18438 | Binghamton, NY
| 18439 | Binghamton, NY
| 18440 | Scranton
| 18441 | Binghamton, NY
| 18443 | Binghamton, NY
| 18444 | Scranton
| 18445 | Binghamton, NY
| 18446 | Scranton
| 18447 | Scranton
| 18448 | Scranton
| 18449 | Binghamton, NY
| 18451 | Scranton
| 18452 | Scranton
| 18453 | Binghamton, NY
| 18454 | Binghamton, NY
| 18455 | Binghamton, NY
| 18456 | Binghamton, NY
| 18457 | Scranton
| 18458 | Scranton
| 18459 | Binghamton, NY
| 18460 | Binghamton, NY
| 18461 | Binghamton, NY
| 18462 | Binghamton, NY
| 18463 | Binghamton, NY
| 18464 | Scranton
| 18465 | Binghamton, NY
| 18466 | Scranton
| 18469 | Binghamton, NY
| 18470 | Binghamton, NY
| 18471 | Scranton
| 18472 | Binghamton, NY
| 18473 | Binghamton, NY
| 18501 | Scranton
| 18502 | Scranton
| 18503 | Scranton
| 18504 | Scranton
| 18505 | Scranton
| 18507 | Scranton
| 18508 | Scranton
| 18509 | Scranton
| 18510 | Scranton
| 18512 | Scranton
| 18514 | Scranton
| 18515 | Scranton
| 18517 | Scranton
| 18518 | Scranton
| 18519 | Scranton
| 18522 | Scranton
| 18540 | Scranton
| 18577 | Scranton
| 18601 | Scranton
| 18602 | Scranton
| 18603 | Williamsport
| 18610 | Scranton
| 18611 | Scranton
| 18612 | Scranton
| 18614 | Scranton
| 18615 | Scranton
| 18616 | Scranton
| 18617 | Scranton
| 18618 | Scranton
| 18619 | Scranton
| 18621 | Scranton
| 18622 | Scranton
| 18623 | Scranton
| 18624 | Allentown
| 18625 | Scranton
| 18626 | Scranton
| 18627 | Scranton
| 18628 | Scranton
| 18629 | Scranton
| 18630 | Scranton
| 18631 | Williamsport
| 18632 | Scranton
| 18634 | Scranton
| 18635 | Scranton
| 18636 | Scranton
| 18640 | Scranton
| 18641 | Scranton
| 18642 | Scranton
| 18643 | Scranton
| 18644 | Scranton
| 18651 | Scranton
| 18653 | Scranton
| 18654 | Scranton
| 18655 | Scranton
| 18656 | Scranton
| 18657 | Scranton
| 18660 | Scranton
| 18661 | Scranton
| 18690 | Scranton
| 18701 | Scranton
| 18702 | Scranton
| 18703 | Scranton
| 18704 | Scranton
| 18705 | Scranton
| 18706 | Scranton
| 18707 | Scranton
| 18708 | Scranton
| 18709 | Scranton
| 18710 | Scranton
| 18711 | Scranton
| 18761 | Scranton
| 18762 | Scranton
| 18763 | Scranton
| 18764 | Scranton
| 18765 | Scranton
| 18766 | Scranton
| 18767 | Scranton
| 18768 | Scranton
| 18769 | Scranton
| 18773 | Scranton
| 18774 | Scranton
| 18801 | Binghamton, NY
| 18810 | Scranton
| 18812 | Binghamton, NY
| 18813 | Binghamton, NY
| 18814 | Scranton
| 18815 | Scranton
| 18816 | Binghamton, NY
| 18817 | Scranton
| 18818 | Binghamton, NY
| 18820 | Binghamton, NY
| 18821 | Binghamton, NY
| 18822 | Binghamton, NY
| 18823 | Binghamton, NY
| 18824 | Binghamton, NY
| 18825 | Binghamton, NY
| 18826 | Binghamton, NY
| 18827 | Binghamton, NY
| 18828 | Binghamton, NY
| 18829 | Scranton
| 18830 | Binghamton, NY
| 18831 | Scranton
| 18832 | Scranton
| 18833 | Scranton
| 18834 | Binghamton, NY
| 18837 | Scranton
| 18840 | Scranton
| 18842 | Binghamton, NY
| 18843 | Binghamton, NY
| 18844 | Binghamton, NY
| 18845 | Scranton
| 18846 | Scranton
| 18847 | Binghamton, NY
| 18848 | Scranton
| 18850 | Scranton
| 18851 | Scranton
| 18853 | Scranton
| 18854 | Scranton
| 18901 | Philadelphia
| 18902 | Philadelphia
| 18910 | Philadelphia
| 18911 | Philadelphia
| 18912 | Philadelphia
| 18913 | Philadelphia
| 18914 | Philadelphia
| 18915 | Philadelphia
| 18916 | Philadelphia
| 18917 | Philadelphia
| 18918 | Philadelphia
| 18920 | Philadelphia
| 18921 | Philadelphia
| 18922 | Philadelphia
| 18923 | Philadelphia
| 18924 | Philadelphia
| 18925 | Philadelphia
| 18926 | Philadelphia
| 18927 | Philadelphia
| 18928 | Philadelphia
| 18929 | Philadelphia
| 18930 | Philadelphia
| 18931 | Philadelphia
| 18932 | Philadelphia
| 18933 | Philadelphia
| 18934 | Philadelphia
| 18935 | Philadelphia
| 18936 | Philadelphia
| 18938 | Philadelphia
| 18940 | Philadelphia
| 18942 | Philadelphia
| 18943 | Philadelphia
| 18944 | Philadelphia
| 18946 | Philadelphia
| 18947 | Philadelphia
| 18949 | Philadelphia
| 18950 | Philadelphia
| 18951 | Philadelphia
| 18953 | Philadelphia
| 18954 | Philadelphia
| 18955 | Philadelphia
| 18956 | Philadelphia
| 18957 | Philadelphia
| 18958 | Philadelphia
| 18960 | Philadelphia
| 18962 | Philadelphia
| 18963 | Philadelphia
| 18964 | Philadelphia
| 18966 | Philadelphia
| 18968 | Philadelphia
| 18969 | Philadelphia
| 18970 | Philadelphia
| 18971 | Philadelphia
| 18972 | Philadelphia
| 18974 | Philadelphia
| 18976 | Philadelphia
| 18977 | Philadelphia
| 18979 | Philadelphia
| 18980 | Philadelphia
| 18981 | Philadelphia
| 18991 | Philadelphia
| 19001 | Philadelphia
| 19002 | Philadelphia
| 19003 | Philadelphia
| 19004 | Philadelphia
| 19006 | Philadelphia
| 19007 | Philadelphia
| 19008 | Philadelphia
| 19009 | Philadelphia
| 19010 | Philadelphia
| 19012 | Philadelphia
| 19013 | Philadelphia
| 19014 | Philadelphia
| 19015 | Philadelphia
| 19016 | Philadelphia
| 19017 | Philadelphia
| 19018 | Philadelphia
| 19019 | Philadelphia
| 19020 | Philadelphia
| 19021 | Philadelphia
| 19022 | Philadelphia
| 19023 | Philadelphia
| 19025 | Philadelphia
| 19026 | Philadelphia
| 19027 | Philadelphia
| 19028 | Philadelphia
| 19029 | Philadelphia
| 19030 | Philadelphia
| 19031 | Philadelphia
| 19032 | Philadelphia
| 19033 | Philadelphia
| 19034 | Philadelphia
| 19035 | Philadelphia
| 19036 | Philadelphia
| 19037 | Philadelphia
| 19038 | Philadelphia
| 19039 | Philadelphia
| 19040 | Philadelphia
| 19041 | Philadelphia
| 19043 | Philadelphia
| 19044 | Philadelphia
| 19046 | Philadelphia
| 19047 | Philadelphia
| 19048 | Philadelphia
| 19049 | Philadelphia
| 19050 | Philadelphia
| 19052 | Philadelphia
| 19053 | Philadelphia
| 19054 | Philadelphia
| 19055 | Philadelphia
| 19056 | Philadelphia
| 19057 | Philadelphia
| 19058 | Philadelphia
| 19059 | Philadelphia
| 19060 | Philadelphia
| 19061 | Philadelphia
| 19063 | Philadelphia
| 19064 | Philadelphia
| 19065 | Philadelphia
| 19066 | Philadelphia
| 19067 | Philadelphia
| 19070 | Philadelphia
| 19072 | Philadelphia
| 19073 | Philadelphia
| 19074 | Philadelphia
| 19075 | Philadelphia
| 19076 | Philadelphia
| 19078 | Philadelphia
| 19079 | Philadelphia
| 19080 | Philadelphia
| 19081 | Philadelphia
| 19082 | Philadelphia
| 19083 | Philadelphia
| 19085 | Philadelphia
| 19086 | Philadelphia
| 19087 | Philadelphia
| 19088 | Philadelphia
| 19089 | Philadelphia
| 19090 | Philadelphia
| 19091 | Philadelphia
| 19092 | Philadelphia
| 19093 | Philadelphia
| 19094 | Philadelphia
| 19095 | Philadelphia
| 19096 | Philadelphia
| 19098 | Philadelphia
| 19099 | Philadelphia
| 19101 | Philadelphia
| 19102 | Philadelphia
| 19103 | Philadelphia
| 19104 | Philadelphia
| 19105 | Philadelphia
| 19106 | Philadelphia
| 19107 | Philadelphia
| 19108 | Philadelphia
| 19109 | Philadelphia
| 19110 | Philadelphia
| 19111 | Philadelphia
| 19112 | Philadelphia
| 19113 | Philadelphia
| 19114 | Philadelphia
| 19115 | Philadelphia
| 19116 | Philadelphia
| 19118 | Philadelphia
| 19119 | Philadelphia
| 19120 | Philadelphia
| 19121 | Philadelphia
| 19122 | Philadelphia
| 19123 | Philadelphia
| 19124 | Philadelphia
| 19125 | Philadelphia
| 19126 | Philadelphia
| 19127 | Philadelphia
| 19128 | Philadelphia
| 19129 | Philadelphia
| 19130 | Philadelphia
| 19131 | Philadelphia
| 19132 | Philadelphia
| 19133 | Philadelphia
| 19134 | Philadelphia
| 19135 | Philadelphia
| 19136 | Philadelphia
| 19137 | Philadelphia
| 19138 | Philadelphia
| 19139 | Philadelphia
| 19140 | Philadelphia
| 19141 | Philadelphia
| 19142 | Philadelphia
| 19143 | Philadelphia
| 19144 | Philadelphia
| 19145 | Philadelphia
| 19146 | Philadelphia
| 19147 | Philadelphia
| 19148 | Philadelphia
| 19149 | Philadelphia
| 19150 | Philadelphia
| 19151 | Philadelphia
| 19152 | Philadelphia
| 19153 | Philadelphia
| 19154 | Philadelphia
| 19155 | Philadelphia
| 19160 | Philadelphia
| 19161 | Philadelphia
| 19162 | Philadelphia
| 19170 | Philadelphia
| 19171 | Philadelphia
| 19172 | Philadelphia
| 19173 | Philadelphia
| 19175 | Philadelphia
| 19176 | Philadelphia
| 19177 | Philadelphia
| 19178 | Philadelphia
| 19179 | Philadelphia
| 19181 | Philadelphia
| 19182 | Philadelphia
| 19183 | Philadelphia
| 19184 | Philadelphia
| 19185 | Philadelphia
| 19187 | Philadelphia
| 19188 | Philadelphia
| 19190 | Philadelphia
| 19191 | Philadelphia
| 19192 | Philadelphia
| 19193 | Philadelphia
| 19194 | Philadelphia
| 19195 | Philadelphia
| 19196 | Philadelphia
| 19197 | Philadelphia
| 19244 | Philadelphia
| 19255 | Philadelphia
| 19301 | Philadelphia
| 19310 | Philadelphia
| 19311 | Philadelphia
| 19312 | Philadelphia
| 19316 | Philadelphia
| 19317 | Philadelphia
| 19318 | Philadelphia
| 19319 | Philadelphia
| 19320 | Philadelphia
| 19330 | Philadelphia
| 19331 | Philadelphia
| 19333 | Philadelphia
| 19335 | Philadelphia
| 19339 | Philadelphia
| 19340 | Philadelphia
| 19341 | Philadelphia
| 19342 | Philadelphia
| 19343 | Philadelphia
| 19344 | Philadelphia
| 19345 | Philadelphia
| 19346 | Philadelphia
| 19347 | Philadelphia
| 19348 | Philadelphia
| 19350 | Philadelphia
| 19351 | Philadelphia
| 19352 | Philadelphia
| 19353 | Philadelphia
| 19354 | Philadelphia
| 19355 | Philadelphia
| 19357 | Philadelphia
| 19358 | Philadelphia
| 19360 | Philadelphia
| 19362 | Philadelphia
| 19363 | Philadelphia
| 19365 | Philadelphia
| 19366 | Philadelphia
| 19367 | Philadelphia
| 19369 | Philadelphia
| 19371 | Philadelphia
| 19372 | Philadelphia
| 19373 | Philadelphia
| 19374 | Philadelphia
| 19375 | Philadelphia
| 19376 | Philadelphia
| 19380 | Philadelphia
| 19381 | Philadelphia
| 19382 | Philadelphia
| 19383 | Philadelphia
| 19388 | Philadelphia
| 19390 | Philadelphia
| 19395 | Philadelphia
| 19397 | Philadelphia
| 19398 | Philadelphia
| 19399 | Philadelphia
| 19401 | Philadelphia
| 19403 | Philadelphia
| 19404 | Philadelphia
| 19405 | Philadelphia
| 19406 | Philadelphia
| 19407 | Philadelphia
| 19408 | Philadelphia
| 19409 | Philadelphia
| 19415 | Philadelphia
| 19420 | Philadelphia
| 19421 | Philadelphia
| 19422 | Philadelphia
| 19423 | Philadelphia
| 19424 | Philadelphia
| 19425 | Philadelphia
| 19426 | Philadelphia
| 19428 | Philadelphia
| 19429 | Philadelphia
| 19430 | Philadelphia
| 19432 | Philadelphia
| 19435 | Philadelphia
| 19436 | Philadelphia
| 19437 | Philadelphia
| 19438 | Philadelphia
| 19440 | Philadelphia
| 19441 | Philadelphia
| 19442 | Philadelphia
| 19443 | Philadelphia
| 19444 | Philadelphia
| 19446 | Philadelphia
| 19450 | Philadelphia
| 19451 | Philadelphia
| 19453 | Philadelphia
| 19454 | Philadelphia
| 19455 | Philadelphia
| 19456 | Philadelphia
| 19457 | Philadelphia
| 19460 | Philadelphia
| 19462 | Philadelphia
| 19464 | Philadelphia
| 19465 | Philadelphia
| 19468 | Philadelphia
| 19470 | Philadelphia
| 19472 | Philadelphia
| 19473 | Philadelphia
| 19474 | Philadelphia
| 19475 | Philadelphia
| 19477 | Philadelphia
| 19478 | Philadelphia
| 19480 | Philadelphia
| 19481 | Philadelphia
| 19482 | Philadelphia
| 19483 | Philadelphia
| 19484 | Philadelphia
| 19485 | Philadelphia
| 19486 | Philadelphia
| 19487 | Philadelphia
| 19488 | Philadelphia
| 19489 | Philadelphia
| 19490 | Philadelphia
| 19492 | Philadelphia
| 19493 | Philadelphia
| 19494 | Philadelphia
| 19495 | Philadelphia
| 19496 | Philadelphia
| 19501 | Philadelphia
| 19503 | Philadelphia
| 19504 | Philadelphia
| 19505 | Philadelphia
| 19506 | Philadelphia
| 19507 | Philadelphia
| 19508 | Philadelphia
| 19510 | Philadelphia
| 19511 | Philadelphia
| 19512 | Philadelphia
| 19516 | Philadelphia
| 19518 | Philadelphia
| 19519 | Philadelphia
| 19520 | Philadelphia
| 19522 | Philadelphia
| 19523 | Philadelphia
| 19525 | Philadelphia
| 19526 | Philadelphia
| 19529 | Philadelphia
| 19530 | Philadelphia
| 19533 | Philadelphia
| 19534 | Philadelphia
| 19535 | Philadelphia
| 19536 | Philadelphia
| 19538 | Philadelphia
| 19539 | Philadelphia
| 19540 | Philadelphia
| 19541 | Philadelphia
| 19542 | Philadelphia
| 19543 | Philadelphia
| 19544 | Philadelphia
| 19545 | Philadelphia
| 19547 | Philadelphia
| 19548 | Philadelphia
| 19549 | Allentown
| 19550 | Philadelphia
| 19551 | Philadelphia
| 19554 | Philadelphia
| 19555 | Philadelphia
| 19557 | Philadelphia
| 19559 | Philadelphia
| 19560 | Philadelphia
| 19562 | Philadelphia
| 19564 | Philadelphia
| 19565 | Philadelphia
| 19567 | Philadelphia
| 19601 | Philadelphia
| 19602 | Philadelphia
| 19603 | Philadelphia
| 19604 | Philadelphia
| 19605 | Philadelphia
| 19606 | Philadelphia
| 19607 | Philadelphia
| 19608 | Philadelphia
| 19609 | Philadelphia
| 19610 | Philadelphia
| 19611 | Philadelphia
| 19612 | Philadelphia
| 19640 | Philadelphia

## Data Export (hidden)
Line Item | Measure Name | Project ID | Project Name | Program ID | Account External ID | Measure External ID | Retrofit ID | Calculator Version | Project Type | Unit ID | FE Reporting Category | Equipment Type | Equipment Description | Building Type | New Equipment Manufacturer | New Equipment Model Number | Cooling Capacity Btu/h | Heating Capacity Btu/h | Measure Quantity | Proposed Equipment Heating Section | Predominant Chiller Load Type | Existing Cooling System replaced by new Ductless Mini-Split | Existing Heating System replaced by new Ductless Mini -Split | Existing Equipment Age in Years | Base Full Load Cooling Efficiency SEER | Base Full Load Cooling Efficiency EER | Base Full Load Cooling Efficiency kW/ton | Program Minimum Full Load Cooling Efficiency SEER | Program Minimum Full Load Cooling Efficiency EER | Program Minimum Full Load Cooling Efficiency kW/ton | New Full Load Cooling Efficiency SEER | New Full Load Cooling Efficiency EER | New Full Load Cooling Efficiency kW/ton | Base Part Load Cooling Efficiency SEER | Base Part Load Cooling Efficiency IEER | Base Part Load Cooling Efficiency kW/ton | Program Minimum Part Load Cooling Efficiency SEER | Program Minimum Part Load Cooling Efficiency IEER | Program Minimum Part Load Cooling Efficiency kW/ton | New Part Load Cooling Efficiency SEER | New Part Load Cooling Efficiency EER | New Part Load Cooling Efficiency IEER | New Part Load Cooling Efficiency kW/ton | Base Heating Efficiency HSPF | Base Heating Efficiency COP | Program Minimum Heating Efficiency HSPF | Program Minimum Heating Efficiency COP | New Heating Efficiency HSPF | New Heating Efficiency COP | Cooling Hours EFLHcool | Heating Hours EFLHheat | Base Pump Hours | New Pump Hours | Coincidence Factor PJM | Base Pump Motor HP | Base Motor Type | Base Motor Speed | Base Motor Load Factor | Base Motor Efficiency | Base Pump Efficiency | New Motor HP | New Motor Type | New Motor Speed | New Motor Load Factor | New Motor Efficiency | New Equipment Efficiency | Measure Life | Demand Savings (kW) | Demand Savings PJM (kW) | Cooling Energy Savings (kWh) | Heating Energy Savings (kWh) | Total Energy Savings (kWh) | Incentive
[25 empty] | #N/A | [8 empty] | #N/A
[25 empty] | #N/A | [8 empty] | #N/A
[25 empty] | #N/A | [8 empty] | #N/A
[25 empty] | #N/A | [8 empty] | #N/A
[25 empty] | #N/A | [8 empty] | #N/A
[25 empty] | #N/A | [8 empty] | #N/A
[25 empty] | #N/A | [8 empty] | #N/A
[25 empty] | #N/A | [8 empty] | #N/A

## Version Log (hidden)
Version Log
Original Author: |  | Alex Nissley | QA/QC Engineer(s):
Primary Developer: |  | Alex Nissley | Senior Engineer Approval:
Version | Date | Reason for Change | Change Description | Contact, Department
3.86 | 2020-07-08 | Update Incentive | Changed inventive rates in PTACs lines J22 – J24 from 30 Dollars/Ton to 75 Dollars/Ton from FE HVAC Incentive, Changed incentive rates in lines PTHPs lines N23 – N25 from 30 Dollars / Ton to 75 Dollars / Ton from FE HVAC Incentive, Updated the Cap formuals to reflect the incentive rate in PTACs and PTHPs tabs | Alex Nissley, Engineering
5 | 2022-05-27 | Updated for Rounding Rules | 6 decimal places for kW savings 4 decimal places for kWh savings 2 decimal places for dollar values Added IMP Smart Thermostats | Afaircloth, Franklin Engineering QC by Sarah Speck